## Introduction
Fuel Substitution Calculator
Change log (recent changes first)
Date | Description of changes
2022-10-04 | 1. Reference values updated to match the 2022 ACC values. 2. Updated calculations to include emissions due to methane and refrigerant leakage. 3. Increased customization by allowing users to enter custom refrigerant and device information.
2019-10-31 | 1. Section 2 subheaders changed to Section 2.1, 2.2, and 2.3, in line with technical guidance document. 2. Unlock cells for optional indexing columns in Deemed workbook. 3. Update Introduction. 4. Password protect all sheets.
2019-10-29 | 1. Added new sheet "Fuel Sub Calcs-Deemed" to conveniently enter workpaper measures.
2019-10-17 | 1. Added Reduced Goals of the Original Fuel in Section 3. 2.For information only, in Section 2, the CO2 emissions were split between electricty and natural gas. This will not impact the Lifecycle emissions savings (Metric tCO2).
2019-09-30 | 1. Clarify instructive language in Introduction, Fuel Sub Calcs, and Time series tables tabs. 2. Remove fields to input savings for first and second baseline.
2019-09-26 | 1. Add this revision log sheet 2. Describe methodology supported by calculator 3. Update examples, etc.
2019-09-25 | 1. In section 2, updated formula for emissions intensity to refer to metric tons per kWh instead of short tons per kWh. 2. In section 3, clarified “savings claims toward goals” with columns for both kWh and therms. 3. In section 3, also added a box of copy/paste inputs to CET. 4. Some other related formatting and hidden formula updates.
2019-09-24 | Initial draft version
Background
On August 1, 2019, California Public Utilities Commission (CPUC) Decision 19-08-009 directed CPUC staff to issue technical guidelines for fuel substitution measures, including, but not limited to, guidance on calculation of source energy savings and environment offsets for fuel substitution measures. This calculator supplements the technical guidance document v2.1 (refer to Chapter 3) and should be considered a tool for performing the Fuel Substitution Test and calculating energy savings for cost effectiveness analysis and reporting. How to use this tool
This workbook is locked to preserve calculation accuracy. To review the formulas, click "Review" on the ribbon, then select "unprotect sheet". Use password: FuelSub2022.
For custom measures, please use the sheet - "Fuel Sub Calcs-Custom."
For workpapers, please use the sheet - "Fuel Sub Calcs-Deemed."
These are essentially two tools producing separate sets of results, but using the same methodology. Choose the best one for your application, as described below.
Note that the workbook uses locked cells and protected sheets to avoid accidental changes to its layout and formulas. Also for this reason, users should not attempt to Cut and Paste cells. If you need to make changes to these areas for your application, please contact CPUC.
Many values in this workbook are set to recommended defaults, but can be toggled to change. To change the GWP time horizon, toggle the option on the "Reference" sheet. To change the locations of methane leakage, toggle the options in the "Reference" sheet.
Fuel Sub Calcs-Custom
This sheet is divided into three sections for convenience.
Section 1
* Enter the inputs for your measures here.
* For each measure, input usage values (annual energy consumption) for the baseline and measure technologies. From these inputs, the tool will compute savings. This tool does not provide a field to directly input savings, as that option will not be considered sufficient documentation of a fuel substitution measure.
* For each measure, input information about the device type and refrigerants used. If needed, select "User Specified" to fill out custom information about the device types or refidgerant types.
Section 2
* View the results of fuel substitution tests here. These are based on calculations of lifecycle primary energy and emissions.
* For Section 2.1, one column displays the lifecycle savings of primary energy from carbon-based fuels. A second column displays a simple pass/fail result.
* For Section 2.2, one column displays the lifecycle savings of carbon dioxide (CO2) emissions. A second column displays a simple pass/fail result. Supplemental columns show individual contributions from electricity and gas.
* Sections 2.2.1 through 2.2.4 show a breakdown in emissions information. 2.2.2, 2.2.3 and 2.2.4 show refrigerant leakage calculations and 2.2.1 shows supplemental information about the lifecycle emissions savings by source.
* For Section 2.3, the result shows Eligible if and only if both Part One and Part Two of the test have a result of Pass.
Section 3
View the first year savings to be claimed towards energy efficiency program goals here.
Fuel Sub Calcs-Deemed
The Deemed calculation methodology is same as in the Custom sheets, except that this tool performs no background computations of time series tables. Instead, for 1st and 2nd baseline periods, annual factors for primary energy and CO2 emissions intensity are averaged over the period, then multiplied together with annual impacts and the duration of that period. The results are equivalent.
The Deemed formatting is different than Custom. Considering that workpapers tend to have many combinations for a measures (CZ, building type, vintage, etc.), the Deemed sheet is formatted with Section 1 and Section 2 spread out horizontally (proceed from left to right). Section 3 and 2.2.2-2.2.4 are hidden. Rather than 5 entries in the Custom, the Deemed sheet permits 1000 entries.
Finally, the Deemed sheet expects inputs to be annual savings rather than consumption values. Copy then paste by value your results formatted as in the ExAnteData (EAD) tables (as in relevant workpaper submissions). Please document energy consumption values outside this workbook.
Methodology
Inputs (Section 1)
The tool reqires the user to record baseline and proposed/installed (aka measure case) annual usage values, which it uses to compute energy impacts (i.e. increase or decrease in annual usage) resulting from each measure. This tool supports single-baseline (e.g. normal replacement or NR) and dual-baseline measures (accelerated retirement or AR). For all measures, enter the full life of the measure as EUL. For AR measures only, enter the remaining useful life of the existing equipment as RUL, and enter information about the second baseline period. For each measure input, based on the lifetimes and impacts entered, this tool computes a time series of annual impacts (electricity usage kWh and gas usage in therms) anticipated during each year from 2019 through 2049.
Fuel substitution test (Section 2)
The time series of electricity impacts are multiplied by projected annual effective heat rate values (the ratio of "source" BTUs at generation facilities to "site" kWh at the meter, which includes T&D losses) and CO2 emissions intensity factors to determine the total lifecycle primary energy usage and emissions attributable to those impacts. The time series of source energy and emissions intensity factors for electricity are based on the long-run emissions inputs included as tabs at the end of this workbook. For gas impacts, the calculation of lifecycle energy involves merely conversion to primary energy units, and emissions intensity is fixed (so there are no annual time series). Methane leakage is accounted for in changes from both electricity and gas consumption. The calculator also includes emissions from refrigerant leakage of the baseline and measure devices.
For EE program reporting (Section 3)
The first table in this section provides the annual savings in the new fuel units that will be used for reporting.
This second table provides a copy/paste section for use with the most recent version of CET as of writing.

## Fuel Sub Calcs-Custom
Cell color code |  |  | Please do not Cut-and-Paste cells or ranges. To review formulas, use password FuelSub2022. | [10 empty] | These columns are reserved for hidden calculations.
Headings
Input cell
Requires attention
Ignored based on current inputs
Calculated cell
Section 1. EE Workpaper/Custom Measure Inputs
Fill out this block for all measures (including Normal Replacement and Accelerated Replacement)
Index | Measure Description | Quantity (# units) | Type | EUL (years) | Install Year | Original fuel | New fuel | [7 empty] | Skip AR? | 1st Baseline period years | RUL yrs | Measure defined?
1 | Commercial packaged Heat Pump 12 EER--EXAMPLE | 1 | Commerical | 20 | 2022 | natural gas + electricity | electricity | [7 empty] | TRUE | 20 | 0 | TRUE
2 | Residential split Heat Pump 15 SEER; 8.7 HSPF--EXAMPLE | 1 | Residential | 15 | 2022 | natural gas + electricity | electricity | [7 empty] | TRUE | 15 | 0 | TRUE
3 | Residential 50 Gallons Heat Pump Domestic Water Heater--EXAMPLE | 1 | Residential | 10 | 2022 | natural gas | electricity | [7 empty] | TRUE | 10 | 0 | TRUE
4 | [14 empty] | TRUE | 0 | 0 | FALSE
5 | [14 empty] | FALSE | 0 | 0 | FALSE
Fill out this block for all measures (including Normal Replacement and Accelerated Replacement)
| Annual usage of "first" baseline (existing) technology |  | "First" Baseline (existing) Refrigerant and Device Description
Index | Annual electric usage (kWh) | Annual fuel usage (Therms) | Original Device | Original Refrigerant |  | Baseline Refrigerant GWP | Average refrigerant charge size (amount of refrigerant) in lbs. per unit | Average refrigerant annual leak rate (q_ann) | Average end-of-life loss rate of remaining refrigerant (q_EOL) | Number of years prior to EOL with no "top-off" refrigerant added (t_EOL) | "First" Baseline Life |  |  |  | Have 1BL Usage kWh? | Have 1BL Usage Therms? | Null usage and null savings? | Null usage and null savings? | kWh Savings (1 BL) | Therm Savings (1 BL)
1 | 696.15 | 8.08 | Commercial Unitary AC 50-200 lbs., > 135,000 BTUh size | R-410A |  | 2087.5 | 70 | 7% | 20% | 0 | 20 |  |  |  | TRUE | TRUE | FALSE | FALSE | -19.1 | 8.08
2 | 514.02 | 59.98 | Residential Unitary AC | R-410A |  | 2087.5 | 7.5 | 5% | 80% | 3 | 15 |  |  |  | TRUE | TRUE | FALSE | FALSE | -364.62 | 59.98
3 | 1497.11 | 0 | Heat Pump Water Heaters | R-410A |  | 2087.5 | 2.4 | 1% | 100% | 14 | 10 |  |  |  | TRUE | TRUE | FALSE | FALSE | 0 | 0
4 | [14 empty] | FALSE | FALSE | TRUE | TRUE | 0 | 0
5 | [14 empty] | FALSE | FALSE | TRUE | TRUE | -1497.11 | 0
| Fill out this block for user specified GWP for the "first" baseline | Fill out this block for user specified devices for the "first" baseline
User Defined Refrigerant Characteristics of "first" baseline (existing) technology
Index | "First Baseline" Refrigerant GWP | Average refrigerant charge size (amount of refrigerant) in lbs. per unit | Average refrigerant annual leak rate (q_ann) | Average end-of-life loss rate of remaining refrigerant (q_EOL) | Number of years prior to EOL with no "top-off" refrigerant added (t_EOL) | "First" Baseline Life
1 | 100 | 4 | 30% | 24% | 4 | 8
2 |  | 4 | 30% | 24% | 1.3
3 |  | 4 | 30% | 24% | 2.3
4 |  | 4 | 30% | 24% | 3.3
5
Fill out this block for all measures (including Normal Replacement and Accelerated Replacement)
| Annual usage of measure technology |  | Measure Refrigerant and Device Description
Index | Annual electric usage (kWh) | Annual fuel usage (Therms) | Measure Device | New Refrigerant |  | Measure Refrigerant GWP | Average refrigerant charge size (amount of refrigerant) in lbs. per unit | Average refrigerant annual leak rate (q_ann) | Average end-of-life loss rate of remaining refrigerant (q_EOL) | Number of years prior to EOL with no "top-off" refrigerant added (t_EOL) | Measure Life
1 | 715.25 | 0 | Commercial Unitary AC, < 50-lbs., < 135,000 BTUh size (includes smaller "residential-type" central AC and heat pumps) | R-410A |  | 2087.5 | 18.2 | 4.7% | 56% | 0 | 20
2 | 878.64 | 0 | Residential Heat Pumps | R-410A |  | 2087.5 | 8.2 | 5.3% | 80% | 3 | 15
3 | 1497.11 | 0 | Heat Pump Water Heaters | R-410A |  | 2087.5 | 2.4 | 1% | 100% | 14 | 10
4
5 | 1497.11 | 0 | Heat Pump Water Heaters | R-410A
| Fill out this block for user specified GWP for the measure | Fill out this block for user specified devices for the measure
User Defined Refrigerant Characteristics of measure technology
Index | Measure GWP | Average refrigerant charge size (amount of refrigerant) in lbs. per unit | Average refrigerant annual leak rate (q_ann) | Average end-of-life loss rate of remaining refrigerant (q_EOL) | Number of years prior to EOL with no "top-off" refrigerant added (t_EOL)
1 | 1
2 | 2 | 4 | 30% | 24% | 0.3
3 |  | 4 | 30% | 24% | 0.3
4 |  | 4 | 30% | 24% | 0.3
5 | 150 | 4 | 30% | 24% | 1
Fill out this block for measures with Install Type = [AR], requiring Dual Baseline.
|  |  | Annual usage of "second" baseline technology |  | "Second" Baseline Refrigerant and Device Description
Index | Measure Application Type | RUL of existing equipment (years) | Annual electric usage of the code baseline (kWh) | Annual gas usage of the code baseline (Therms) | Second Refrigerant | Second Baseline Device |  | Second Refrigerant GWP | Average refrigerant charge size (amount of refrigerant) in lbs. per unit | Average refrigerant annual leak rate (q_ann) | Average end-of-life loss rate of remaining refrigerant (q_EOL) | Number of years prior to EOL with no "top-off" refrigerant added (t_EOL) | "Second" Baseline Life |  | Have 1BL Usage kWh? | Have 1BL Usage Therms? | Null usage and null savings? | Null usage and null savings? | kWh Savings (1 BL) | Therm Savings (1 BL)
1 | NR | 10 | [12 empty] | FALSE | FALSE | TRUE | TRUE | 0 | 0
2 | NR |  |  |  | SP34E | [9 empty] | FALSE | FALSE | TRUE | TRUE | 0 | 0
3 | NR |  |  |  | Halon 1211 | [9 empty] | FALSE | FALSE | TRUE | TRUE | 0 | 0
4 | NR | [13 empty] | FALSE | FALSE | TRUE | TRUE | 0 | 0
5 | AR | [13 empty] | FALSE | FALSE | TRUE | TRUE | 0 | 0
| Fill out this block for user specified GWP for the "second" baseline | Fill out this block for user specified devices for the "second" baseline
User Defined Refrigerant Characteristics of "second" baseline technology
Index | "Second" Baseline Refrigerant GWP | Average refrigerant charge size (amount of refrigerant) in lbs. per unit | Average refrigerant annual leak rate (q_ann) | Average end-of-life loss rate of remaining refrigerant (q_EOL) | Number of years prior to EOL with no "top-off" refrigerant added (t_EOL) | "Second" Baselined Life
1 |  | 4 | 30% | 24% | 0.3
2 |  | 4 | 30% | 24% | 0.3
3 |  | 4 | 30% | 24% | 0.3
4 |  | 4 | 30% | 24% | 0.3
5
Section 2. Fuel Substitution Test, Part One and Part Two
2.2.2: "First" Baseline (Existing) Device Refrigerant Leakage Calculations (Per Unit)
Index | Refrigerant GWP | Annual Refrig. Leakage % | EOL Refrig. Leakage % | t_EOL | Annual Leakage (tCO2) | EOL Leakage (tCO2) | Life Leakage (tCO2)
1 | 2087.5 | 7% | 20% | 0 | 4.6397 | 13.2563 | 106.05
2 | 2087.5 | 5% | 80% | 3 | 0.35508 | 4.8291 | 10.1552
3 | 2087.5 | 1% | 100% | 14 | 0.022725 | 1.9544 | 2.1816
4 |  |  |  |  | Missing Data | Missing Data | Missing Data
5 |  |  |  |  | Missing Data | Missing Data | Missing Data
2.2.3: Measure Device Refrigerant Leakage Calculations (Per Unit)
Index | Refrigerant GWP | Annual Refrig. Leakage % | EOL Refrig. Leakage % | t_EOL | Annual Leakage (tCO2) | EOL Leakage (tCO2) | Life Leakage (tCO2)
1 | 2087.5 | 4.7% | 56% | 0 | 0.80996 | 9.6506 | 25.8497
2 | 2087.5 | 5.3% | 80% | 3 | 0.41151 | 5.2239 | 11.3966
3 | 2087.5 | 1% | 100% | 14 | 0.022725 | 1.9544 | 2.1816
4 |  |  |  |  | Missing Data | Missing Data | Missing Data
5 |  |  |  |  | Missing Data | Missing Data | Missing Data
2.2.4: Second Baseline Refrigerant Leakage Calculations (Per Unit) [For AR]
Index | Refrigerant GWP | Annual Refrig. Leakage % | EOL Refrig. Leakage % | t_EOL | Annual Leakage (tCO2) | EOL Leakage (tCO2) | Second Baseline Full Life Leakage (tCO2)
1
2
3
4
5 |  |  |  |  | Missing Data | Missing Data | Missing Data
Section 2.2.1: Supplemental Information
| Section 2.1: Source Energy Savings Calculations |  | Section 2.2: CO2 Emission Savings |  | Section 2.3: Results |  | Electric | Gas | Refrigerant
Index | Lifecycle Primary Energy Savings (MMBTU at generation source) | Test Pass/Fail | Lifecycle emissions savings Metric tCO2 | Test Pass/Fail | Conclusion of Fuel Substitution Test |  | Lifecycle emissions savings (Metric tCO2) | Lifecycle emissions savings (Metric tCO2) | Lifecycle emissions savings (Metric tCO2) | [5 empty] | Index | kWh Lifecycle Savings | Therm Savings | Original Fuel Units | Full Measure Savings (original fuel) | Test1 Pass? | Test2 Pass? | Eligible?
1 | 15.2148 | PASS | 81.0528 | PASS | Eligible |  | -0.052954 | 0.90539 | 80.2003 | [5 empty] | 1 | -382 | 161.6 | oops | #N/A | TRUE | TRUE | TRUE
2 | 74.7902 | PASS | 3.1294 | PASS | Eligible |  | -0.85047 | 5.2212 | -1.2413 | [5 empty] | 2 | -5469.3 | 899.7 | oops | #N/A | TRUE | TRUE | TRUE
3 | 0 | PASS | 0 | PASS | Eligible |  | 0 | 0 | 0 | [5 empty] | 3 | 0 | 0 | therms | 0 | TRUE | TRUE | TRUE
4 | 0 | PASS | #VALUE! | #VALUE! | #VALUE! |  | 0 | 0 | #VALUE! | [5 empty] | 4 | 0 | 0 | oops | #N/A | TRUE | #VALUE! | #VALUE!
5 | 0 | PASS | #VALUE! | #VALUE! | #VALUE! |  | 0 | 0 | #VALUE! | [5 empty] | 5 | 0 | 0 | oops | #N/A | TRUE | #VALUE! | #VALUE!
Section 3. EE Program Reporting for Savings Claims towards Program Goals
The following refer to (first year) annual energy savings.
Index | Full Energy Savings (MMBTU equivalent) | New Fuel Units | Full Energy Savings Claimed - kWh | Full Energy Savings Claimed - Therms | Reduced Goals for Original Fuel - kWh | Reduced Goals for Original Fuel - Therm | [8 empty] | Index | kWh savings | Therm savings
1 | 0.74281 | kWh | 217.6419 | N/A | N/A | 7.4281 | [8 empty] | 1 | -19.1 | 8.08
2 | 4.7536 | kWh | 1392.7782 | N/A | N/A | 47.5355 | [8 empty] | 2 | -364.62 | 59.98
3 | 0 | kWh | 0 | N/A | N/A | 0 | [8 empty] | 3 | 0 | 0
4 | 0 | #N/A | 0 | N/A | 0 | N/A | [8 empty] | 4 | 0 | 0
5 | 0 | #N/A | 0 | N/A | 0 | N/A | [8 empty] | 5 | 0 | 0
Values to input into Cost-Effectiveness Tool
Index | NumUnits | UnitkWh1stBaseline | UnitTherm1stBaseline | UnitkWh2ndBaseline | UnitTherm2ndBaseline | EUL_Yrs | RUL_Yrs
1 | 1 | -19.1 | 8.08 | 0 | 0 | 20 | 0
2 | 1 | -364.62 | 59.98 | 0 | 0 | 15 | 0
3 | 1 | 0 | 0 | 0 | 0 | 10 | 0
4 | 0 | #VALUE! | #VALUE! | #VALUE! | #VALUE! | 0 | 0
5 | 0 | #VALUE! | #VALUE! | #VALUE! | #VALUE! | 0 | 0
Since we have EUL already I don't think we need this

## Fuel Sub Calcs-Deemed
[33 empty] | Calcs -> | [50 empty] | Hidden: background calcs <- | [37 empty] | Hidden: Program goals <- | [8 empty] | Hidden: Inputs to CET <-
[6 empty] | Cell color code |  |  | Please do not Cut-and-Paste cells or ranges. To review formulas, use password FuelSub2019.
Headings
[6 empty] | Input cell |  |  | Active GWP Time Horizon
[7 empty] | Requires attention |  | Defaults to 100-yr GWP, consistent with CARB recommendation, edit on "Reference" sheet |  |  | 100-yr GWP
Ignored based on current inputs
Calculated cell
Section 3. EE Program Reporting for Savings Claims towards Program Goals
Optional indexing info (paste from EAD tables) | [5 empty] | Section 1. EE Workpaper Measure Inputs | [27 empty] | These columns are reserved for hidden calculations. | [71 empty] | Section 2. Fuel Substitution Test Part 1 and Part 2 | [5 empty] | Section 2.2.1 Supplemental Info
[34 empty] | Fill out this block for all measures (including Normal Replacement and Accelerated Replacement) | [29 empty] | Project annual savings (Unit Energy Savings * Number of units) |  |  |  | Cumulative project savings over Nth baseline period |  |  |  | Primary (read "source fuel") energy intensity over Nth baseline period |  |  |  | Rearranging terms… Use these coefficients with your annual savings table for a quick check. |  |  |  | Emissions intensity | [34 empty] | The following refer to (first year) annual energy savings.
[7 empty] | Fill out this block for all measures (including Normal Replacement and Accelerated Replacement) | [13 empty] | Fill out this block for measures with Install Type = [AR], requiring Dual Baseline. | [5 empty] | Paste here values copied from ExAnteData workbook, table EnergyImpactExAnte | [6 empty] | Annual usage of "first" baseline technology |  | Annual usage of measure technology |  |  | Annual usage of "second" baseline technology | [45 empty] | Existing Device Refrigerant Leakage Calculations | [6 empty] | New Device Refrigerant Leakage Calculations | [6 empty] | Second Baseline Refrigerant Leakage Calculations [For AR] | [7 empty] | Part 1: Lifecycle Savings of Primary Energy |  | Part 2: Lifecycle savings of CO2e emissions |  | Conclusion of Fuel Substitution Test | Electric | Gas | Refrigerant | [9 empty] | Values to input into Cost-Effectiveness Tool
PA | EnergyImpactID | BldgType | BldgVint | BldgLoc | BldgHVAC | Index | Measure Description | Quantity (# units) | EUL (years) | Install Year | Original Device | Original fuel | Original Refrigerant | Original Refrigerant (GWP) | New Device | New fuel | New Refrigerant | New Refrigerant (GWP) | Original Refrigerant GWP [If User Specified] | New Refrigerant GWP [If User Specified] | Measure Application Type | Second Second Device | Second Refrigerant | Second Refrigerant (GWP) | Second Refrigerant GWP [If User Specified] | RUL of existing equipment (years) | APreWBkWh Per-unit, measure savings over pre-existing, whole-building, kWh | APreWBkW Per-unit, measure savings over pre-existing, whole-building, kW (ignored) | APreWBtherm Per-unit, measure savings over pre-existing, whole-building, Therms | AStdWBkWh Per-unit, measure savings over standard, whole-building, kWh | AStdWBkW Per-unit, measure savings over standard, whole-building, kW (ignored) | AStdWBtherm Per-unit, measure savings over standard, whole-building, Therms |  | Annual electric usage (kWh) | Annual fuel usage (Therms) | Annual electric usage (kWh) | Annual fuel usage (Therms) | Warning messages | Annual electric usage of the code baseline (kWh) | Annual gas usage of the code baseline (Therms) | Warning messages | Skip AR? | 1st Baseline period years | 2nd Baseline period yrs | RUL yrs | Measure defined? | 1BL period | 2BL period | Have 1BL Usage kWh? | Have 1BL Usage Therms? | Null usage and null savings? | Null usage and null savings? | kWh Savings (1 BL) | Therm Savings (1 BL) | Have 2BL Usage kWh? | Have 2BL Usage Therms? | Null usage and null savings? | Null usage and null savings? | kWh Savings (2 BL) | Therm Savings (2 BL) | Test1 Pass? | Test2 Pass? | Eligible? | 1BL project annual kWh savings | 1BL project annual Therm savings | 2BL project annual kWh savings | 2BL project annual Therm savings | Project kWh savings over 1st BL period | Project therm savings over 1st BL period | Project kWh savings over 2nd BL period | Project therm savings over 2nd BL period | 1BL Primary energy intensity BTU per kWh | 1BL Primary energy intensity (BTU per therm) | 2BL Primary energy intensity BTU per kWh | 2BL Primary energy intensity (BTU per therm) | 1BL duration (yr) * Primary MMBTU per kWh | 1BL duration (yr) * Primary energy intensity (MMBTU per therm) | 2BL duration (yr) * Primary MMBTU per kWh | 2BL duration (yr) * Primary energy intensity (MMBTU per therm) | 1BL Metric Ton per kWh | 1BL Metric Ton per Therm | 2BL Metric Ton per kWh | 2BL Metric Ton per Therm |  | Refrigerant GWP | Annual Refrig. Leakage % | EOL Refrig. Leakage % | t_EOL | Annual Leakage (tCO2) | EOL Leakage (tCO2) | Life Leakage (tCO2) | Refrigerant GWP | Annual Refrig. Leakage % | EOL Refrig. Leakage % | t_EOL | Annual Leakage (tCO2) | EOL Leakage (tCO2) | Life Leakage (tCO2) | Refrigerant GWP | Annual Refrig. Leakage % | EOL Refrig. Leakage % | t_EOL | Annual Leakage (tCO2) | EOL Leakage (tCO2) | Life Leakage (tCO2) | Index | Lifecycle Primary Energy Savings (MMBTU at generation source) | Test Pass/Fail | Lifecycle emissions savings Metric tCO2 | Test Pass/Fail |  | Lifecycle emissions savings (Metric tCO2) | Lifecycle emissions savings (Metric tCO2) | Lifecycle emissions savings (Metric tCO2) | Index | Full Energy Savings (MMBTU equivalent) | New Fuel Units | Full Energy Savings Claimed - kWh | Full Energy Savings Claimed - Therms | Reduced Goals for Original Fuel - kWh | Reduced Goals for Original Fuel - Therm |  | Index | NumUnits | UnitkWh1stBaseline | UnitTherm1stBaseline | UnitkWh2ndBaseline | UnitTherm2ndBaseline | EUL_Yrs | RUL_Yrs
[6 empty] | 1 | [19 empty] | 5 | [7 empty] | 0 | 0 | 0 | 0 |  | 0 | 0 |  | TRUE | 0 | 0 | 0 | FALSE | +00 | +00 | TRUE | TRUE | FALSE | FALSE | 0 | 0 | TRUE | TRUE | FALSE | FALSE | 0 | 0 | #N/A | #N/A | #N/A | 0 | 0 | 0 | 0 | 0 | 0 | 0 | 0 | #N/A | 100000 | #N/A | 100000 | #N/A | 0 | #N/A | 0 | #N/A | 0.005307 | #N/A | 0.005307 | [22 empty] | 1 | #N/A | #N/A | #N/A | #N/A | #N/A | #N/A | 0 | #VALUE! | 1 | 0 | #N/A | 0 | N/A | 0 | N/A |  | 1 | 0 | #N/A | #N/A | #N/A | #N/A | 0 | 0
[6 empty] | 2 | [19 empty] | 5 | [7 empty] | 0 | 0 | 0 | 0 |  | 0 | 0 |  | TRUE | 0 | 0 | 0 | FALSE | +00 | +00 | TRUE | TRUE | FALSE | FALSE | 0 | 0 | TRUE | TRUE | FALSE | FALSE | 0 | 0 | #N/A | #N/A | #N/A | 0 | 0 | 0 | 0 | 0 | 0 | 0 | 0 | #N/A | 100000 | #N/A | 100000 | #N/A | 0 | #N/A | 0 | #N/A | 0.005307 | #N/A | 0.005307 | [22 empty] | 2 | #N/A | #N/A | #N/A | #N/A | #N/A | #N/A | 0 | #VALUE! | 2 | 0 | #N/A | 0 | N/A | 0 | N/A |  | 2 | 0 | #N/A | #N/A | #N/A | #N/A | 0 | 0
[6 empty] | 3 | [19 empty] | 5 | [7 empty] | 0 | 0 | 0 | 0 |  | 0 | 0 |  | TRUE | 0 | 0 | 0 | FALSE | +00 | +00 | TRUE | TRUE | FALSE | FALSE | 0 | 0 | TRUE | TRUE | FALSE | FALSE | 0 | 0 | #N/A | #N/A | #N/A | 0 | 0 | 0 | 0 | 0 | 0 | 0 | 0 | #N/A | 100000 | #N/A | 100000 | #N/A | 0 | #N/A | 0 | #N/A | 0.005307 | #N/A | 0.005307 | [22 empty] | 3 | #N/A | #N/A | #N/A | #N/A | #N/A | #N/A | 0 | #VALUE! | 3 | 0 | #N/A | 0 | N/A | 0 | N/A |  | 3 | 0 | #N/A | #N/A | #N/A | #N/A | 0 | 0
[6 empty] | 4 | [19 empty] | 5 | [7 empty] | 0 | 0 | 0 | 0 |  | 0 | 0 |  | TRUE | 0 | 0 | 0 | FALSE | +00 | +00 | TRUE | TRUE | FALSE | FALSE | 0 | 0 | TRUE | TRUE | FALSE | FALSE | 0 | 0 | #N/A | #N/A | #N/A | 0 | 0 | 0 | 0 | 0 | 0 | 0 | 0 | #N/A | 100000 | #N/A | 100000 | #N/A | 0 | #N/A | 0 | #N/A | 0.005307 | #N/A | 0.005307 | [22 empty] | 4 | #N/A | #N/A | #N/A | #N/A | #N/A | #N/A | 0 | #VALUE! | 4 | 0 | #N/A | 0 | N/A | 0 | N/A |  | 4 | 0 | #N/A | #N/A | #N/A | #N/A | 0 | 0
[6 empty] | 5 | [19 empty] | 5 | [7 empty] | 0 | 0 | 0 | 0 |  | 0 | 0 |  | TRUE | 0 | 0 | 0 | FALSE | +00 | +00 | TRUE | TRUE | FALSE | FALSE | 0 | 0 | TRUE | TRUE | FALSE | FALSE | 0 | 0 | #N/A | #N/A | #N/A | 0 | 0 | 0 | 0 | 0 | 0 | 0 | 0 | #N/A | 100000 | #N/A | 100000 | #N/A | 0 | #N/A | 0 | #N/A | 0.005307 | #N/A | 0.005307 | [22 empty] | 5 | #N/A | #N/A | #N/A | #N/A | #N/A | #N/A | 0 | #VALUE! | 5 | 0 | #N/A | 0 | N/A | 0 | N/A |  | 5 | 0 | #N/A | #N/A | #N/A | #N/A | 0 | 0
[6 empty] | 6 | [19 empty] | 5 | [7 empty] | 0 | 0 | 0 | 0 |  | 0 | 0 |  | TRUE | 0 | 0 | 0 | FALSE | +00 | +00 | TRUE | TRUE | FALSE | FALSE | 0 | 0 | TRUE | TRUE | FALSE | FALSE | 0 | 0 | #N/A | #N/A | #N/A | 0 | 0 | 0 | 0 | 0 | 0 | 0 | 0 | #N/A | 100000 | #N/A | 100000 | #N/A | 0 | #N/A | 0 | #N/A | 0.005307 | #N/A | 0.005307 | [22 empty] | 6 | #N/A | #N/A | #N/A | #N/A | #N/A | #N/A | 0 | #VALUE! | 6 | 0 | #N/A | 0 | N/A | 0 | N/A |  | 6 | 0 | #N/A | #N/A | #N/A | #N/A | 0 | 0
[6 empty] | 7 | [19 empty] | 5 | [7 empty] | 0 | 0 | 0 | 0 |  | 0 | 0 |  | TRUE | 0 | 0 | 0 | FALSE | +00 | +00 | TRUE | TRUE | FALSE | FALSE | 0 | 0 | TRUE | TRUE | FALSE | FALSE | 0 | 0 | #N/A | #N/A | #N/A | 0 | 0 | 0 | 0 | 0 | 0 | 0 | 0 | #N/A | 100000 | #N/A | 100000 | #N/A | 0 | #N/A | 0 | #N/A | 0.005307 | #N/A | 0.005307 | [22 empty] | 7 | #N/A | #N/A | #N/A | #N/A | #N/A | #N/A | 0 | #VALUE! | 7 | 0 | #N/A | 0 | N/A | 0 | N/A |  | 7 | 0 | #N/A | #N/A | #N/A | #N/A | 0 | 0
[6 empty] | 8 | [19 empty] | 5 | [7 empty] | 0 | 0 | 0 | 0 |  | 0 | 0 |  | TRUE | 0 | 0 | 0 | FALSE | +00 | +00 | TRUE | TRUE | FALSE | FALSE | 0 | 0 | TRUE | TRUE | FALSE | FALSE | 0 | 0 | #N/A | #N/A | #N/A | 0 | 0 | 0 | 0 | 0 | 0 | 0 | 0 | #N/A | 100000 | #N/A | 100000 | #N/A | 0 | #N/A | 0 | #N/A | 0.005307 | #N/A | 0.005307 | [22 empty] | 8 | #N/A | #N/A | #N/A | #N/A | #N/A | #N/A | 0 | #VALUE! | 8 | 0 | #N/A | 0 | N/A | 0 | N/A |  | 8 | 0 | #N/A | #N/A | #N/A | #N/A | 0 | 0
[6 empty] | 9 | [19 empty] | 5 | [7 empty] | 0 | 0 | 0 | 0 |  | 0 | 0 |  | TRUE | 0 | 0 | 0 | FALSE | +00 | +00 | TRUE | TRUE | FALSE | FALSE | 0 | 0 | TRUE | TRUE | FALSE | FALSE | 0 | 0 | #N/A | #N/A | #N/A | 0 | 0 | 0 | 0 | 0 | 0 | 0 | 0 | #N/A | 100000 | #N/A | 100000 | #N/A | 0 | #N/A | 0 | #N/A | 0.005307 | #N/A | 0.005307 | [22 empty] | 9 | #N/A | #N/A | #N/A | #N/A | #N/A | #N/A | 0 | #VALUE! | 9 | 0 | #N/A | 0 | N/A | 0 | N/A |  | 9 | 0 | #N/A | #N/A | #N/A | #N/A | 0 | 0
[6 empty] | 10 | [19 empty] | 5 | [7 empty] | 0 | 0 | 0 | 0 |  | 0 | 0 |  | TRUE | 0 | 0 | 0 | FALSE | +00 | +00 | TRUE | TRUE | FALSE | FALSE | 0 | 0 | TRUE | TRUE | FALSE | FALSE | 0 | 0 | #N/A | #N/A | #N/A | 0 | 0 | 0 | 0 | 0 | 0 | 0 | 0 | #N/A | 100000 | #N/A | 100000 | #N/A | 0 | #N/A | 0 | #N/A | 0.005307 | #N/A | 0.005307 | [22 empty] | 10 | #N/A | #N/A | #N/A | #N/A | #N/A | #N/A | 0 | #VALUE! | 10 | 0 | #N/A | 0 | N/A | 0 | N/A |  | 10 | 0 | #N/A | #N/A | #N/A | #N/A | 0 | 0
[6 empty] | 11 | [19 empty] | 5 | [7 empty] | 0 | 0 | 0 | 0 |  | 0 | 0 |  | TRUE | 0 | 0 | 0 | FALSE | +00 | +00 | TRUE | TRUE | FALSE | FALSE | 0 | 0 | TRUE | TRUE | FALSE | FALSE | 0 | 0 | #N/A | #N/A | #N/A | 0 | 0 | 0 | 0 | 0 | 0 | 0 | 0 | #N/A | 100000 | #N/A | 100000 | #N/A | 0 | #N/A | 0 | #N/A | 0.005307 | #N/A | 0.005307 | [22 empty] | 11 | #N/A | #N/A | #N/A | #N/A | #N/A | #N/A | 0 | #VALUE! | 11 | 0 | #N/A | 0 | N/A | 0 | N/A |  | 11 | 0 | #N/A | #N/A | #N/A | #N/A | 0 | 0
[6 empty] | 12 | [19 empty] | 5 | [7 empty] | 0 | 0 | 0 | 0 |  | 0 | 0 |  | TRUE | 0 | 0 | 0 | FALSE | +00 | +00 | TRUE | TRUE | FALSE | FALSE | 0 | 0 | TRUE | TRUE | FALSE | FALSE | 0 | 0 | #N/A | #N/A | #N/A | 0 | 0 | 0 | 0 | 0 | 0 | 0 | 0 | #N/A | 100000 | #N/A | 100000 | #N/A | 0 | #N/A | 0 | #N/A | 0.005307 | #N/A | 0.005307 | [22 empty] | 12 | #N/A | #N/A | #N/A | #N/A | #N/A | #N/A | 0 | #VALUE! | 12 | 0 | #N/A | 0 | N/A | 0 | N/A |  | 12 | 0 | #N/A | #N/A | #N/A | #N/A | 0 | 0
[6 empty] | 13 | [19 empty] | 5 | [7 empty] | 0 | 0 | 0 | 0 |  | 0 | 0 |  | TRUE | 0 | 0 | 0 | FALSE | +00 | +00 | TRUE | TRUE | FALSE | FALSE | 0 | 0 | TRUE | TRUE | FALSE | FALSE | 0 | 0 | #N/A | #N/A | #N/A | 0 | 0 | 0 | 0 | 0 | 0 | 0 | 0 | #N/A | 100000 | #N/A | 100000 | #N/A | 0 | #N/A | 0 | #N/A | 0.005307 | #N/A | 0.005307 | [22 empty] | 13 | #N/A | #N/A | #N/A | #N/A | #N/A | #N/A | 0 | #VALUE! | 13 | 0 | #N/A | 0 | N/A | 0 | N/A |  | 13 | 0 | #N/A | #N/A | #N/A | #N/A | 0 | 0
[6 empty] | 14 | [19 empty] | 5 | [7 empty] | 0 | 0 | 0 | 0 |  | 0 | 0 |  | TRUE | 0 | 0 | 0 | FALSE | +00 | +00 | TRUE | TRUE | FALSE | FALSE | 0 | 0 | TRUE | TRUE | FALSE | FALSE | 0 | 0 | #N/A | #N/A | #N/A | 0 | 0 | 0 | 0 | 0 | 0 | 0 | 0 | #N/A | 100000 | #N/A | 100000 | #N/A | 0 | #N/A | 0 | #N/A | 0.005307 | #N/A | 0.005307 | [22 empty] | 14 | #N/A | #N/A | #N/A | #N/A | #N/A | #N/A | 0 | #VALUE! | 14 | 0 | #N/A | 0 | N/A | 0 | N/A |  | 14 | 0 | #N/A | #N/A | #N/A | #N/A | 0 | 0
[6 empty] | 15 | [19 empty] | 5 | [7 empty] | 0 | 0 | 0 | 0 |  | 0 | 0 |  | TRUE | 0 | 0 | 0 | FALSE | +00 | +00 | TRUE | TRUE | FALSE | FALSE | 0 | 0 | TRUE | TRUE | FALSE | FALSE | 0 | 0 | #N/A | #N/A | #N/A | 0 | 0 | 0 | 0 | 0 | 0 | 0 | 0 | #N/A | 100000 | #N/A | 100000 | #N/A | 0 | #N/A | 0 | #N/A | 0.005307 | #N/A | 0.005307 | [22 empty] | 15 | #N/A | #N/A | #N/A | #N/A | #N/A | #N/A | 0 | #VALUE! | 15 | 0 | #N/A | 0 | N/A | 0 | N/A |  | 15 | 0 | #N/A | #N/A | #N/A | #N/A | 0 | 0
[6 empty] | 16 | [27 empty] | 0 | 0 | 0 | 0 |  | 0 | 0 |  | TRUE | 0 | 0 | 0 | FALSE | +00 | +00 | TRUE | TRUE | FALSE | FALSE | 0 | 0 | TRUE | TRUE | FALSE | FALSE | 0 | 0 | #N/A | #N/A | #N/A | 0 | 0 | 0 | 0 | 0 | 0 | 0 | 0 | #N/A | 100000 | #N/A | 100000 | #N/A | 0 | #N/A | 0 | #N/A | 0.005307 | #N/A | 0.005307 | [22 empty] | 16 | #N/A | #N/A | #N/A | #N/A | #N/A | #N/A | 0 | #VALUE! | 16 | 0 | #N/A | 0 | N/A | 0 | N/A |  | 16 | 0 | #N/A | #N/A | #N/A | #N/A | 0 | 0
[6 empty] | 17 | [27 empty] | 0 | 0 | 0 | 0 |  | 0 | 0 |  | TRUE | 0 | 0 | 0 | FALSE | +00 | +00 | TRUE | TRUE | FALSE | FALSE | 0 | 0 | TRUE | TRUE | FALSE | FALSE | 0 | 0 | #N/A | #N/A | #N/A | 0 | 0 | 0 | 0 | 0 | 0 | 0 | 0 | #N/A | 100000 | #N/A | 100000 | #N/A | 0 | #N/A | 0 | #N/A | 0.005307 | #N/A | 0.005307 | [22 empty] | 17 | #N/A | #N/A | #N/A | #N/A | #N/A | #N/A | 0 | #VALUE! | 17 | 0 | #N/A | 0 | N/A | 0 | N/A |  | 17 | 0 | #N/A | #N/A | #N/A | #N/A | 0 | 0
[6 empty] | 18 | [27 empty] | 0 | 0 | 0 | 0 |  | 0 | 0 |  | TRUE | 0 | 0 | 0 | FALSE | +00 | +00 | TRUE | TRUE | FALSE | FALSE | 0 | 0 | TRUE | TRUE | FALSE | FALSE | 0 | 0 | #N/A | #N/A | #N/A | 0 | 0 | 0 | 0 | 0 | 0 | 0 | 0 | #N/A | 100000 | #N/A | 100000 | #N/A | 0 | #N/A | 0 | #N/A | 0.005307 | #N/A | 0.005307 | [22 empty] | 18 | #N/A | #N/A | #N/A | #N/A | #N/A | #N/A | 0 | #VALUE! | 18 | 0 | #N/A | 0 | N/A | 0 | N/A |  | 18 | 0 | #N/A | #N/A | #N/A | #N/A | 0 | 0
[6 empty] | 19 | [27 empty] | 0 | 0 | 0 | 0 |  | 0 | 0 |  | TRUE | 0 | 0 | 0 | FALSE | +00 | +00 | TRUE | TRUE | FALSE | FALSE | 0 | 0 | TRUE | TRUE | FALSE | FALSE | 0 | 0 | #N/A | #N/A | #N/A | 0 | 0 | 0 | 0 | 0 | 0 | 0 | 0 | #N/A | 100000 | #N/A | 100000 | #N/A | 0 | #N/A | 0 | #N/A | 0.005307 | #N/A | 0.005307 | [22 empty] | 19 | #N/A | #N/A | #N/A | #N/A | #N/A | #N/A | 0 | #VALUE! | 19 | 0 | #N/A | 0 | N/A | 0 | N/A |  | 19 | 0 | #N/A | #N/A | #N/A | #N/A | 0 | 0
[6 empty] | 20 | [27 empty] | 0 | 0 | 0 | 0 |  | 0 | 0 |  | TRUE | 0 | 0 | 0 | FALSE | +00 | +00 | TRUE | TRUE | FALSE | FALSE | 0 | 0 | TRUE | TRUE | FALSE | FALSE | 0 | 0 | #N/A | #N/A | #N/A | 0 | 0 | 0 | 0 | 0 | 0 | 0 | 0 | #N/A | 100000 | #N/A | 100000 | #N/A | 0 | #N/A | 0 | #N/A | 0.005307 | #N/A | 0.005307 | [22 empty] | 20 | #N/A | #N/A | #N/A | #N/A | #N/A | #N/A | 0 | #VALUE! | 20 | 0 | #N/A | 0 | N/A | 0 | N/A |  | 20 | 0 | #N/A | #N/A | #N/A | #N/A | 0 | 0
[6 empty] | 21 | [27 empty] | 0 | 0 | 0 | 0 |  | 0 | 0 |  | TRUE | 0 | 0 | 0 | FALSE | +00 | +00 | TRUE | TRUE | FALSE | FALSE | 0 | 0 | TRUE | TRUE | FALSE | FALSE | 0 | 0 | #N/A | #N/A | #N/A | 0 | 0 | 0 | 0 | 0 | 0 | 0 | 0 | #N/A | 100000 | #N/A | 100000 | #N/A | 0 | #N/A | 0 | #N/A | 0.005307 | #N/A | 0.005307 | [22 empty] | 21 | #N/A | #N/A | #N/A | #N/A | #N/A | #N/A | 0 | #VALUE! | 21 | 0 | #N/A | 0 | N/A | 0 | N/A |  | 21 | 0 | #N/A | #N/A | #N/A | #N/A | 0 | 0
[6 empty] | 22 | [27 empty] | 0 | 0 | 0 | 0 |  | 0 | 0 |  | TRUE | 0 | 0 | 0 | FALSE | +00 | +00 | TRUE | TRUE | FALSE | FALSE | 0 | 0 | TRUE | TRUE | FALSE | FALSE | 0 | 0 | #N/A | #N/A | #N/A | 0 | 0 | 0 | 0 | 0 | 0 | 0 | 0 | #N/A | 100000 | #N/A | 100000 | #N/A | 0 | #N/A | 0 | #N/A | 0.005307 | #N/A | 0.005307 | [22 empty] | 22 | #N/A | #N/A | #N/A | #N/A | #N/A | #N/A | 0 | #VALUE! | 22 | 0 | #N/A | 0 | N/A | 0 | N/A |  | 22 | 0 | #N/A | #N/A | #N/A | #N/A | 0 | 0
[6 empty] | 23 | [27 empty] | 0 | 0 | 0 | 0 |  | 0 | 0 |  | TRUE | 0 | 0 | 0 | FALSE | +00 | +00 | TRUE | TRUE | FALSE | FALSE | 0 | 0 | TRUE | TRUE | FALSE | FALSE | 0 | 0 | #N/A | #N/A | #N/A | 0 | 0 | 0 | 0 | 0 | 0 | 0 | 0 | #N/A | 100000 | #N/A | 100000 | #N/A | 0 | #N/A | 0 | #N/A | 0.005307 | #N/A | 0.005307 | [22 empty] | 23 | #N/A | #N/A | #N/A | #N/A | #N/A | #N/A | 0 | #VALUE! | 23 | 0 | #N/A | 0 | N/A | 0 | N/A |  | 23 | 0 | #N/A | #N/A | #N/A | #N/A | 0 | 0
[6 empty] | 24 | [27 empty] | 0 | 0 | 0 | 0 |  | 0 | 0 |  | TRUE | 0 | 0 | 0 | FALSE | +00 | +00 | TRUE | TRUE | FALSE | FALSE | 0 | 0 | TRUE | TRUE | FALSE | FALSE | 0 | 0 | #N/A | #N/A | #N/A | 0 | 0 | 0 | 0 | 0 | 0 | 0 | 0 | #N/A | 100000 | #N/A | 100000 | #N/A | 0 | #N/A | 0 | #N/A | 0.005307 | #N/A | 0.005307 | [22 empty] | 24 | #N/A | #N/A | #N/A | #N/A | #N/A | #N/A | 0 | #VALUE! | 24 | 0 | #N/A | 0 | N/A | 0 | N/A |  | 24 | 0 | #N/A | #N/A | #N/A | #N/A | 0 | 0
[6 empty] | 25 | [27 empty] | 0 | 0 | 0 | 0 |  | 0 | 0 |  | TRUE | 0 | 0 | 0 | FALSE | +00 | +00 | TRUE | TRUE | FALSE | FALSE | 0 | 0 | TRUE | TRUE | FALSE | FALSE | 0 | 0 | #N/A | #N/A | #N/A | 0 | 0 | 0 | 0 | 0 | 0 | 0 | 0 | #N/A | 100000 | #N/A | 100000 | #N/A | 0 | #N/A | 0 | #N/A | 0.005307 | #N/A | 0.005307 | [22 empty] | 25 | #N/A | #N/A | #N/A | #N/A | #N/A | #N/A | 0 | #VALUE! | 25 | 0 | #N/A | 0 | N/A | 0 | N/A |  | 25 | 0 | #N/A | #N/A | #N/A | #N/A | 0 | 0
[6 empty] | 26 | [27 empty] | 0 | 0 | 0 | 0 |  | 0 | 0 |  | TRUE | 0 | 0 | 0 | FALSE | +00 | +00 | TRUE | TRUE | FALSE | FALSE | 0 | 0 | TRUE | TRUE | FALSE | FALSE | 0 | 0 | #N/A | #N/A | #N/A | 0 | 0 | 0 | 0 | 0 | 0 | 0 | 0 | #N/A | 100000 | #N/A | 100000 | #N/A | 0 | #N/A | 0 | #N/A | 0.005307 | #N/A | 0.005307 | [22 empty] | 26 | #N/A | #N/A | #N/A | #N/A | #N/A | #N/A | 0 | #VALUE! | 26 | 0 | #N/A | 0 | N/A | 0 | N/A |  | 26 | 0 | #N/A | #N/A | #N/A | #N/A | 0 | 0
[6 empty] | 27 | [27 empty] | 0 | 0 | 0 | 0 |  | 0 | 0 |  | TRUE | 0 | 0 | 0 | FALSE | +00 | +00 | TRUE | TRUE | FALSE | FALSE | 0 | 0 | TRUE | TRUE | FALSE | FALSE | 0 | 0 | #N/A | #N/A | #N/A | 0 | 0 | 0 | 0 | 0 | 0 | 0 | 0 | #N/A | 100000 | #N/A | 100000 | #N/A | 0 | #N/A | 0 | #N/A | 0.005307 | #N/A | 0.005307 | [22 empty] | 27 | #N/A | #N/A | #N/A | #N/A | #N/A | #N/A | 0 | #VALUE! | 27 | 0 | #N/A | 0 | N/A | 0 | N/A |  | 27 | 0 | #N/A | #N/A | #N/A | #N/A | 0 | 0
[6 empty] | 28 | [27 empty] | 0 | 0 | 0 | 0 |  | 0 | 0 |  | TRUE | 0 | 0 | 0 | FALSE | +00 | +00 | TRUE | TRUE | FALSE | FALSE | 0 | 0 | TRUE | TRUE | FALSE | FALSE | 0 | 0 | #N/A | #N/A | #N/A | 0 | 0 | 0 | 0 | 0 | 0 | 0 | 0 | #N/A | 100000 | #N/A | 100000 | #N/A | 0 | #N/A | 0 | #N/A | 0.005307 | #N/A | 0.005307 | [22 empty] | 28 | #N/A | #N/A | #N/A | #N/A | #N/A | #N/A | 0 | #VALUE! | 28 | 0 | #N/A | 0 | N/A | 0 | N/A |  | 28 | 0 | #N/A | #N/A | #N/A | #N/A | 0 | 0
[6 empty] | 29 | [27 empty] | 0 | 0 | 0 | 0 |  | 0 | 0 |  | TRUE | 0 | 0 | 0 | FALSE | +00 | +00 | TRUE | TRUE | FALSE | FALSE | 0 | 0 | TRUE | TRUE | FALSE | FALSE | 0 | 0 | #N/A | #N/A | #N/A | 0 | 0 | 0 | 0 | 0 | 0 | 0 | 0 | #N/A | 100000 | #N/A | 100000 | #N/A | 0 | #N/A | 0 | #N/A | 0.005307 | #N/A | 0.005307 | [22 empty] | 29 | #N/A | #N/A | #N/A | #N/A | #N/A | #N/A | 0 | #VALUE! | 29 | 0 | #N/A | 0 | N/A | 0 | N/A |  | 29 | 0 | #N/A | #N/A | #N/A | #N/A | 0 | 0
[6 empty] | 30 | [27 empty] | 0 | 0 | 0 | 0 |  | 0 | 0 |  | TRUE | 0 | 0 | 0 | FALSE | +00 | +00 | TRUE | TRUE | FALSE | FALSE | 0 | 0 | TRUE | TRUE | FALSE | FALSE | 0 | 0 | #N/A | #N/A | #N/A | 0 | 0 | 0 | 0 | 0 | 0 | 0 | 0 | #N/A | 100000 | #N/A | 100000 | #N/A | 0 | #N/A | 0 | #N/A | 0.005307 | #N/A | 0.005307 | [22 empty] | 30 | #N/A | #N/A | #N/A | #N/A | #N/A | #N/A | 0 | #VALUE! | 30 | 0 | #N/A | 0 | N/A | 0 | N/A |  | 30 | 0 | #N/A | #N/A | #N/A | #N/A | 0 | 0
[6 empty] | 31 | [27 empty] | 0 | 0 | 0 | 0 |  | 0 | 0 |  | TRUE | 0 | 0 | 0 | FALSE | +00 | +00 | TRUE | TRUE | FALSE | FALSE | 0 | 0 | TRUE | TRUE | FALSE | FALSE | 0 | 0 | #N/A | #N/A | #N/A | 0 | 0 | 0 | 0 | 0 | 0 | 0 | 0 | #N/A | 100000 | #N/A | 100000 | #N/A | 0 | #N/A | 0 | #N/A | 0.005307 | #N/A | 0.005307 | [22 empty] | 31 | #N/A | #N/A | #N/A | #N/A | #N/A | #N/A | 0 | #VALUE! | 31 | 0 | #N/A | 0 | N/A | 0 | N/A |  | 31 | 0 | #N/A | #N/A | #N/A | #N/A | 0 | 0
[6 empty] | 32 | [27 empty] | 0 | 0 | 0 | 0 |  | 0 | 0 |  | TRUE | 0 | 0 | 0 | FALSE | +00 | +00 | TRUE | TRUE | FALSE | FALSE | 0 | 0 | TRUE | TRUE | FALSE | FALSE | 0 | 0 | #N/A | #N/A | #N/A | 0 | 0 | 0 | 0 | 0 | 0 | 0 | 0 | #N/A | 100000 | #N/A | 100000 | #N/A | 0 | #N/A | 0 | #N/A | 0.005307 | #N/A | 0.005307 | [22 empty] | 32 | #N/A | #N/A | #N/A | #N/A | #N/A | #N/A | 0 | #VALUE! | 32 | 0 | #N/A | 0 | N/A | 0 | N/A |  | 32 | 0 | #N/A | #N/A | #N/A | #N/A | 0 | 0
[6 empty] | 33 | [27 empty] | 0 | 0 | 0 | 0 |  | 0 | 0 |  | TRUE | 0 | 0 | 0 | FALSE | +00 | +00 | TRUE | TRUE | FALSE | FALSE | 0 | 0 | TRUE | TRUE | FALSE | FALSE | 0 | 0 | #N/A | #N/A | #N/A | 0 | 0 | 0 | 0 | 0 | 0 | 0 | 0 | #N/A | 100000 | #N/A | 100000 | #N/A | 0 | #N/A | 0 | #N/A | 0.005307 | #N/A | 0.005307 | [22 empty] | 33 | #N/A | #N/A | #N/A | #N/A | #N/A | #N/A | 0 | #VALUE! | 33 | 0 | #N/A | 0 | N/A | 0 | N/A |  | 33 | 0 | #N/A | #N/A | #N/A | #N/A | 0 | 0
[6 empty] | 34 | [27 empty] | 0 | 0 | 0 | 0 |  | 0 | 0 |  | TRUE | 0 | 0 | 0 | FALSE | +00 | +00 | TRUE | TRUE | FALSE | FALSE | 0 | 0 | TRUE | TRUE | FALSE | FALSE | 0 | 0 | #N/A | #N/A | #N/A | 0 | 0 | 0 | 0 | 0 | 0 | 0 | 0 | #N/A | 100000 | #N/A | 100000 | #N/A | 0 | #N/A | 0 | #N/A | 0.005307 | #N/A | 0.005307 | [22 empty] | 34 | #N/A | #N/A | #N/A | #N/A | #N/A | #N/A | 0 | #VALUE! | 34 | 0 | #N/A | 0 | N/A | 0 | N/A |  | 34 | 0 | #N/A | #N/A | #N/A | #N/A | 0 | 0
[6 empty] | 35 | [27 empty] | 0 | 0 | 0 | 0 |  | 0 | 0 |  | TRUE | 0 | 0 | 0 | FALSE | +00 | +00 | TRUE | TRUE | FALSE | FALSE | 0 | 0 | TRUE | TRUE | FALSE | FALSE | 0 | 0 | #N/A | #N/A | #N/A | 0 | 0 | 0 | 0 | 0 | 0 | 0 | 0 | #N/A | 100000 | #N/A | 100000 | #N/A | 0 | #N/A | 0 | #N/A | 0.005307 | #N/A | 0.005307 | [22 empty] | 35 | #N/A | #N/A | #N/A | #N/A | #N/A | #N/A | 0 | #VALUE! | 35 | 0 | #N/A | 0 | N/A | 0 | N/A |  | 35 | 0 | #N/A | #N/A | #N/A | #N/A | 0 | 0
[6 empty] | 36 | [27 empty] | 0 | 0 | 0 | 0 |  | 0 | 0 |  | TRUE | 0 | 0 | 0 | FALSE | +00 | +00 | TRUE | TRUE | FALSE | FALSE | 0 | 0 | TRUE | TRUE | FALSE | FALSE | 0 | 0 | #N/A | #N/A | #N/A | 0 | 0 | 0 | 0 | 0 | 0 | 0 | 0 | #N/A | 100000 | #N/A | 100000 | #N/A | 0 | #N/A | 0 | #N/A | 0.005307 | #N/A | 0.005307 | [22 empty] | 36 | #N/A | #N/A | #N/A | #N/A | #N/A | #N/A | 0 | #VALUE! | 36 | 0 | #N/A | 0 | N/A | 0 | N/A |  | 36 | 0 | #N/A | #N/A | #N/A | #N/A | 0 | 0
[6 empty] | 37 | [27 empty] | 0 | 0 | 0 | 0 |  | 0 | 0 |  | TRUE | 0 | 0 | 0 | FALSE | +00 | +00 | TRUE | TRUE | FALSE | FALSE | 0 | 0 | TRUE | TRUE | FALSE | FALSE | 0 | 0 | #N/A | #N/A | #N/A | 0 | 0 | 0 | 0 | 0 | 0 | 0 | 0 | #N/A | 100000 | #N/A | 100000 | #N/A | 0 | #N/A | 0 | #N/A | 0.005307 | #N/A | 0.005307 | [22 empty] | 37 | #N/A | #N/A | #N/A | #N/A | #N/A | #N/A | 0 | #VALUE! | 37 | 0 | #N/A | 0 | N/A | 0 | N/A |  | 37 | 0 | #N/A | #N/A | #N/A | #N/A | 0 | 0
[6 empty] | 38 | [27 empty] | 0 | 0 | 0 | 0 |  | 0 | 0 |  | TRUE | 0 | 0 | 0 | FALSE | +00 | +00 | TRUE | TRUE | FALSE | FALSE | 0 | 0 | TRUE | TRUE | FALSE | FALSE | 0 | 0 | #N/A | #N/A | #N/A | 0 | 0 | 0 | 0 | 0 | 0 | 0 | 0 | #N/A | 100000 | #N/A | 100000 | #N/A | 0 | #N/A | 0 | #N/A | 0.005307 | #N/A | 0.005307 | [22 empty] | 38 | #N/A | #N/A | #N/A | #N/A | #N/A | #N/A | 0 | #VALUE! | 38 | 0 | #N/A | 0 | N/A | 0 | N/A |  | 38 | 0 | #N/A | #N/A | #N/A | #N/A | 0 | 0
[6 empty] | 39 | [27 empty] | 0 | 0 | 0 | 0 |  | 0 | 0 |  | TRUE | 0 | 0 | 0 | FALSE | +00 | +00 | TRUE | TRUE | FALSE | FALSE | 0 | 0 | TRUE | TRUE | FALSE | FALSE | 0 | 0 | #N/A | #N/A | #N/A | 0 | 0 | 0 | 0 | 0 | 0 | 0 | 0 | #N/A | 100000 | #N/A | 100000 | #N/A | 0 | #N/A | 0 | #N/A | 0.005307 | #N/A | 0.005307 | [22 empty] | 39 | #N/A | #N/A | #N/A | #N/A | #N/A | #N/A | 0 | #VALUE! | 39 | 0 | #N/A | 0 | N/A | 0 | N/A |  | 39 | 0 | #N/A | #N/A | #N/A | #N/A | 0 | 0
[6 empty] | 40 | [27 empty] | 0 | 0 | 0 | 0 |  | 0 | 0 |  | TRUE | 0 | 0 | 0 | FALSE | +00 | +00 | TRUE | TRUE | FALSE | FALSE | 0 | 0 | TRUE | TRUE | FALSE | FALSE | 0 | 0 | #N/A | #N/A | #N/A | 0 | 0 | 0 | 0 | 0 | 0 | 0 | 0 | #N/A | 100000 | #N/A | 100000 | #N/A | 0 | #N/A | 0 | #N/A | 0.005307 | #N/A | 0.005307 | [22 empty] | 40 | #N/A | #N/A | #N/A | #N/A | #N/A | #N/A | 0 | #VALUE! | 40 | 0 | #N/A | 0 | N/A | 0 | N/A |  | 40 | 0 | #N/A | #N/A | #N/A | #N/A | 0 | 0
[6 empty] | 41 | [27 empty] | 0 | 0 | 0 | 0 |  | 0 | 0 |  | TRUE | 0 | 0 | 0 | FALSE | +00 | +00 | TRUE | TRUE | FALSE | FALSE | 0 | 0 | TRUE | TRUE | FALSE | FALSE | 0 | 0 | #N/A | #N/A | #N/A | 0 | 0 | 0 | 0 | 0 | 0 | 0 | 0 | #N/A | 100000 | #N/A | 100000 | #N/A | 0 | #N/A | 0 | #N/A | 0.005307 | #N/A | 0.005307 | [22 empty] | 41 | #N/A | #N/A | #N/A | #N/A | #N/A | #N/A | 0 | #VALUE! | 41 | 0 | #N/A | 0 | N/A | 0 | N/A |  | 41 | 0 | #N/A | #N/A | #N/A | #N/A | 0 | 0
[6 empty] | 42 | [27 empty] | 0 | 0 | 0 | 0 |  | 0 | 0 |  | TRUE | 0 | 0 | 0 | FALSE | +00 | +00 | TRUE | TRUE | FALSE | FALSE | 0 | 0 | TRUE | TRUE | FALSE | FALSE | 0 | 0 | #N/A | #N/A | #N/A | 0 | 0 | 0 | 0 | 0 | 0 | 0 | 0 | #N/A | 100000 | #N/A | 100000 | #N/A | 0 | #N/A | 0 | #N/A | 0.005307 | #N/A | 0.005307 | [22 empty] | 42 | #N/A | #N/A | #N/A | #N/A | #N/A | #N/A | 0 | #VALUE! | 42 | 0 | #N/A | 0 | N/A | 0 | N/A |  | 42 | 0 | #N/A | #N/A | #N/A | #N/A | 0 | 0
[6 empty] | 43 | [27 empty] | 0 | 0 | 0 | 0 |  | 0 | 0 |  | TRUE | 0 | 0 | 0 | FALSE | +00 | +00 | TRUE | TRUE | FALSE | FALSE | 0 | 0 | TRUE | TRUE | FALSE | FALSE | 0 | 0 | #N/A | #N/A | #N/A | 0 | 0 | 0 | 0 | 0 | 0 | 0 | 0 | #N/A | 100000 | #N/A | 100000 | #N/A | 0 | #N/A | 0 | #N/A | 0.005307 | #N/A | 0.005307 | [22 empty] | 43 | #N/A | #N/A | #N/A | #N/A | #N/A | #N/A | 0 | #VALUE! | 43 | 0 | #N/A | 0 | N/A | 0 | N/A |  | 43 | 0 | #N/A | #N/A | #N/A | #N/A | 0 | 0
[6 empty] | 44 | [27 empty] | 0 | 0 | 0 | 0 |  | 0 | 0 |  | TRUE | 0 | 0 | 0 | FALSE | +00 | +00 | TRUE | TRUE | FALSE | FALSE | 0 | 0 | TRUE | TRUE | FALSE | FALSE | 0 | 0 | #N/A | #N/A | #N/A | 0 | 0 | 0 | 0 | 0 | 0 | 0 | 0 | #N/A | 100000 | #N/A | 100000 | #N/A | 0 | #N/A | 0 | #N/A | 0.005307 | #N/A | 0.005307 | [22 empty] | 44 | #N/A | #N/A | #N/A | #N/A | #N/A | #N/A | 0 | #VALUE! | 44 | 0 | #N/A | 0 | N/A | 0 | N/A |  | 44 | 0 | #N/A | #N/A | #N/A | #N/A | 0 | 0
[6 empty] | 45 | [27 empty] | 0 | 0 | 0 | 0 |  | 0 | 0 |  | TRUE | 0 | 0 | 0 | FALSE | +00 | +00 | TRUE | TRUE | FALSE | FALSE | 0 | 0 | TRUE | TRUE | FALSE | FALSE | 0 | 0 | #N/A | #N/A | #N/A | 0 | 0 | 0 | 0 | 0 | 0 | 0 | 0 | #N/A | 100000 | #N/A | 100000 | #N/A | 0 | #N/A | 0 | #N/A | 0.005307 | #N/A | 0.005307 | [22 empty] | 45 | #N/A | #N/A | #N/A | #N/A | #N/A | #N/A | 0 | #VALUE! | 45 | 0 | #N/A | 0 | N/A | 0 | N/A |  | 45 | 0 | #N/A | #N/A | #N/A | #N/A | 0 | 0
[6 empty] | 46 | [27 empty] | 0 | 0 | 0 | 0 |  | 0 | 0 |  | TRUE | 0 | 0 | 0 | FALSE | +00 | +00 | TRUE | TRUE | FALSE | FALSE | 0 | 0 | TRUE | TRUE | FALSE | FALSE | 0 | 0 | #N/A | #N/A | #N/A | 0 | 0 | 0 | 0 | 0 | 0 | 0 | 0 | #N/A | 100000 | #N/A | 100000 | #N/A | 0 | #N/A | 0 | #N/A | 0.005307 | #N/A | 0.005307 | [22 empty] | 46 | #N/A | #N/A | #N/A | #N/A | #N/A | #N/A | 0 | #VALUE! | 46 | 0 | #N/A | 0 | N/A | 0 | N/A |  | 46 | 0 | #N/A | #N/A | #N/A | #N/A | 0 | 0
[6 empty] | 47 | [27 empty] | 0 | 0 | 0 | 0 |  | 0 | 0 |  | TRUE | 0 | 0 | 0 | FALSE | +00 | +00 | TRUE | TRUE | FALSE | FALSE | 0 | 0 | TRUE | TRUE | FALSE | FALSE | 0 | 0 | #N/A | #N/A | #N/A | 0 | 0 | 0 | 0 | 0 | 0 | 0 | 0 | #N/A | 100000 | #N/A | 100000 | #N/A | 0 | #N/A | 0 | #N/A | 0.005307 | #N/A | 0.005307 | [22 empty] | 47 | #N/A | #N/A | #N/A | #N/A | #N/A | #N/A | 0 | #VALUE! | 47 | 0 | #N/A | 0 | N/A | 0 | N/A |  | 47 | 0 | #N/A | #N/A | #N/A | #N/A | 0 | 0
[6 empty] | 48 | [27 empty] | 0 | 0 | 0 | 0 |  | 0 | 0 |  | TRUE | 0 | 0 | 0 | FALSE | +00 | +00 | TRUE | TRUE | FALSE | FALSE | 0 | 0 | TRUE | TRUE | FALSE | FALSE | 0 | 0 | #N/A | #N/A | #N/A | 0 | 0 | 0 | 0 | 0 | 0 | 0 | 0 | #N/A | 100000 | #N/A | 100000 | #N/A | 0 | #N/A | 0 | #N/A | 0.005307 | #N/A | 0.005307 | [22 empty] | 48 | #N/A | #N/A | #N/A | #N/A | #N/A | #N/A | 0 | #VALUE! | 48 | 0 | #N/A | 0 | N/A | 0 | N/A |  | 48 | 0 | #N/A | #N/A | #N/A | #N/A | 0 | 0
[6 empty] | 49 | [27 empty] | 0 | 0 | 0 | 0 |  | 0 | 0 |  | TRUE | 0 | 0 | 0 | FALSE | +00 | +00 | TRUE | TRUE | FALSE | FALSE | 0 | 0 | TRUE | TRUE | FALSE | FALSE | 0 | 0 | #N/A | #N/A | #N/A | 0 | 0 | 0 | 0 | 0 | 0 | 0 | 0 | #N/A | 100000 | #N/A | 100000 | #N/A | 0 | #N/A | 0 | #N/A | 0.005307 | #N/A | 0.005307 | [22 empty] | 49 | #N/A | #N/A | #N/A | #N/A | #N/A | #N/A | 0 | #VALUE! | 49 | 0 | #N/A | 0 | N/A | 0 | N/A |  | 49 | 0 | #N/A | #N/A | #N/A | #N/A | 0 | 0
[6 empty] | 50 | [27 empty] | 0 | 0 | 0 | 0 |  | 0 | 0 |  | TRUE | 0 | 0 | 0 | FALSE | +00 | +00 | TRUE | TRUE | FALSE | FALSE | 0 | 0 | TRUE | TRUE | FALSE | FALSE | 0 | 0 | #N/A | #N/A | #N/A | 0 | 0 | 0 | 0 | 0 | 0 | 0 | 0 | #N/A | 100000 | #N/A | 100000 | #N/A | 0 | #N/A | 0 | #N/A | 0.005307 | #N/A | 0.005307 | [22 empty] | 50 | #N/A | #N/A | #N/A | #N/A | #N/A | #N/A | 0 | #VALUE! | 50 | 0 | #N/A | 0 | N/A | 0 | N/A |  | 50 | 0 | #N/A | #N/A | #N/A | #N/A | 0 | 0
[6 empty] | 51 | [27 empty] | 0 | 0 | 0 | 0 |  | 0 | 0 |  | TRUE | 0 | 0 | 0 | FALSE | +00 | +00 | TRUE | TRUE | FALSE | FALSE | 0 | 0 | TRUE | TRUE | FALSE | FALSE | 0 | 0 | #N/A | #N/A | #N/A | 0 | 0 | 0 | 0 | 0 | 0 | 0 | 0 | #N/A | 100000 | #N/A | 100000 | #N/A | 0 | #N/A | 0 | #N/A | 0.005307 | #N/A | 0.005307 | [22 empty] | 51 | #N/A | #N/A | #N/A | #N/A | #N/A | #N/A | 0 | #VALUE! | 51 | 0 | #N/A | 0 | N/A | 0 | N/A |  | 51 | 0 | #N/A | #N/A | #N/A | #N/A | 0 | 0
[6 empty] | 52 | [27 empty] | 0 | 0 | 0 | 0 |  | 0 | 0 |  | TRUE | 0 | 0 | 0 | FALSE | +00 | +00 | TRUE | TRUE | FALSE | FALSE | 0 | 0 | TRUE | TRUE | FALSE | FALSE | 0 | 0 | #N/A | #N/A | #N/A | 0 | 0 | 0 | 0 | 0 | 0 | 0 | 0 | #N/A | 100000 | #N/A | 100000 | #N/A | 0 | #N/A | 0 | #N/A | 0.005307 | #N/A | 0.005307 | [22 empty] | 52 | #N/A | #N/A | #N/A | #N/A | #N/A | #N/A | 0 | #VALUE! | 52 | 0 | #N/A | 0 | N/A | 0 | N/A |  | 52 | 0 | #N/A | #N/A | #N/A | #N/A | 0 | 0
[6 empty] | 53 | [27 empty] | 0 | 0 | 0 | 0 |  | 0 | 0 |  | TRUE | 0 | 0 | 0 | FALSE | +00 | +00 | TRUE | TRUE | FALSE | FALSE | 0 | 0 | TRUE | TRUE | FALSE | FALSE | 0 | 0 | #N/A | #N/A | #N/A | 0 | 0 | 0 | 0 | 0 | 0 | 0 | 0 | #N/A | 100000 | #N/A | 100000 | #N/A | 0 | #N/A | 0 | #N/A | 0.005307 | #N/A | 0.005307 | [22 empty] | 53 | #N/A | #N/A | #N/A | #N/A | #N/A | #N/A | 0 | #VALUE! | 53 | 0 | #N/A | 0 | N/A | 0 | N/A |  | 53 | 0 | #N/A | #N/A | #N/A | #N/A | 0 | 0
[6 empty] | 54 | [27 empty] | 0 | 0 | 0 | 0 |  | 0 | 0 |  | TRUE | 0 | 0 | 0 | FALSE | +00 | +00 | TRUE | TRUE | FALSE | FALSE | 0 | 0 | TRUE | TRUE | FALSE | FALSE | 0 | 0 | #N/A | #N/A | #N/A | 0 | 0 | 0 | 0 | 0 | 0 | 0 | 0 | #N/A | 100000 | #N/A | 100000 | #N/A | 0 | #N/A | 0 | #N/A | 0.005307 | #N/A | 0.005307 | [22 empty] | 54 | #N/A | #N/A | #N/A | #N/A | #N/A | #N/A | 0 | #VALUE! | 54 | 0 | #N/A | 0 | N/A | 0 | N/A |  | 54 | 0 | #N/A | #N/A | #N/A | #N/A | 0 | 0
[6 empty] | 55 | [27 empty] | 0 | 0 | 0 | 0 |  | 0 | 0 |  | TRUE | 0 | 0 | 0 | FALSE | +00 | +00 | TRUE | TRUE | FALSE | FALSE | 0 | 0 | TRUE | TRUE | FALSE | FALSE | 0 | 0 | #N/A | #N/A | #N/A | 0 | 0 | 0 | 0 | 0 | 0 | 0 | 0 | #N/A | 100000 | #N/A | 100000 | #N/A | 0 | #N/A | 0 | #N/A | 0.005307 | #N/A | 0.005307 | [22 empty] | 55 | #N/A | #N/A | #N/A | #N/A | #N/A | #N/A | 0 | #VALUE! | 55 | 0 | #N/A | 0 | N/A | 0 | N/A |  | 55 | 0 | #N/A | #N/A | #N/A | #N/A | 0 | 0
[6 empty] | 56 | [27 empty] | 0 | 0 | 0 | 0 |  | 0 | 0 |  | TRUE | 0 | 0 | 0 | FALSE | +00 | +00 | TRUE | TRUE | FALSE | FALSE | 0 | 0 | TRUE | TRUE | FALSE | FALSE | 0 | 0 | #N/A | #N/A | #N/A | 0 | 0 | 0 | 0 | 0 | 0 | 0 | 0 | #N/A | 100000 | #N/A | 100000 | #N/A | 0 | #N/A | 0 | #N/A | 0.005307 | #N/A | 0.005307 | [22 empty] | 56 | #N/A | #N/A | #N/A | #N/A | #N/A | #N/A | 0 | #VALUE! | 56 | 0 | #N/A | 0 | N/A | 0 | N/A |  | 56 | 0 | #N/A | #N/A | #N/A | #N/A | 0 | 0
[6 empty] | 57 | [27 empty] | 0 | 0 | 0 | 0 |  | 0 | 0 |  | TRUE | 0 | 0 | 0 | FALSE | +00 | +00 | TRUE | TRUE | FALSE | FALSE | 0 | 0 | TRUE | TRUE | FALSE | FALSE | 0 | 0 | #N/A | #N/A | #N/A | 0 | 0 | 0 | 0 | 0 | 0 | 0 | 0 | #N/A | 100000 | #N/A | 100000 | #N/A | 0 | #N/A | 0 | #N/A | 0.005307 | #N/A | 0.005307 | [22 empty] | 57 | #N/A | #N/A | #N/A | #N/A | #N/A | #N/A | 0 | #VALUE! | 57 | 0 | #N/A | 0 | N/A | 0 | N/A |  | 57 | 0 | #N/A | #N/A | #N/A | #N/A | 0 | 0
[6 empty] | 58 | [27 empty] | 0 | 0 | 0 | 0 |  | 0 | 0 |  | TRUE | 0 | 0 | 0 | FALSE | +00 | +00 | TRUE | TRUE | FALSE | FALSE | 0 | 0 | TRUE | TRUE | FALSE | FALSE | 0 | 0 | #N/A | #N/A | #N/A | 0 | 0 | 0 | 0 | 0 | 0 | 0 | 0 | #N/A | 100000 | #N/A | 100000 | #N/A | 0 | #N/A | 0 | #N/A | 0.005307 | #N/A | 0.005307 | [22 empty] | 58 | #N/A | #N/A | #N/A | #N/A | #N/A | #N/A | 0 | #VALUE! | 58 | 0 | #N/A | 0 | N/A | 0 | N/A |  | 58 | 0 | #N/A | #N/A | #N/A | #N/A | 0 | 0
[6 empty] | 59 | [27 empty] | 0 | 0 | 0 | 0 |  | 0 | 0 |  | TRUE | 0 | 0 | 0 | FALSE | +00 | +00 | TRUE | TRUE | FALSE | FALSE | 0 | 0 | TRUE | TRUE | FALSE | FALSE | 0 | 0 | #N/A | #N/A | #N/A | 0 | 0 | 0 | 0 | 0 | 0 | 0 | 0 | #N/A | 100000 | #N/A | 100000 | #N/A | 0 | #N/A | 0 | #N/A | 0.005307 | #N/A | 0.005307 | [22 empty] | 59 | #N/A | #N/A | #N/A | #N/A | #N/A | #N/A | 0 | #VALUE! | 59 | 0 | #N/A | 0 | N/A | 0 | N/A |  | 59 | 0 | #N/A | #N/A | #N/A | #N/A | 0 | 0
[6 empty] | 60 | [27 empty] | 0 | 0 | 0 | 0 |  | 0 | 0 |  | TRUE | 0 | 0 | 0 | FALSE | +00 | +00 | TRUE | TRUE | FALSE | FALSE | 0 | 0 | TRUE | TRUE | FALSE | FALSE | 0 | 0 | #N/A | #N/A | #N/A | 0 | 0 | 0 | 0 | 0 | 0 | 0 | 0 | #N/A | 100000 | #N/A | 100000 | #N/A | 0 | #N/A | 0 | #N/A | 0.005307 | #N/A | 0.005307 | [22 empty] | 60 | #N/A | #N/A | #N/A | #N/A | #N/A | #N/A | 0 | #VALUE! | 60 | 0 | #N/A | 0 | N/A | 0 | N/A |  | 60 | 0 | #N/A | #N/A | #N/A | #N/A | 0 | 0
[6 empty] | 61 | [27 empty] | 0 | 0 | 0 | 0 |  | 0 | 0 |  | TRUE | 0 | 0 | 0 | FALSE | +00 | +00 | TRUE | TRUE | FALSE | FALSE | 0 | 0 | TRUE | TRUE | FALSE | FALSE | 0 | 0 | #N/A | #N/A | #N/A | 0 | 0 | 0 | 0 | 0 | 0 | 0 | 0 | #N/A | 100000 | #N/A | 100000 | #N/A | 0 | #N/A | 0 | #N/A | 0.005307 | #N/A | 0.005307 | [22 empty] | 61 | #N/A | #N/A | #N/A | #N/A | #N/A | #N/A | 0 | #VALUE! | 61 | 0 | #N/A | 0 | N/A | 0 | N/A |  | 61 | 0 | #N/A | #N/A | #N/A | #N/A | 0 | 0
[6 empty] | 62 | [27 empty] | 0 | 0 | 0 | 0 |  | 0 | 0 |  | TRUE | 0 | 0 | 0 | FALSE | +00 | +00 | TRUE | TRUE | FALSE | FALSE | 0 | 0 | TRUE | TRUE | FALSE | FALSE | 0 | 0 | #N/A | #N/A | #N/A | 0 | 0 | 0 | 0 | 0 | 0 | 0 | 0 | #N/A | 100000 | #N/A | 100000 | #N/A | 0 | #N/A | 0 | #N/A | 0.005307 | #N/A | 0.005307 | [22 empty] | 62 | #N/A | #N/A | #N/A | #N/A | #N/A | #N/A | 0 | #VALUE! | 62 | 0 | #N/A | 0 | N/A | 0 | N/A |  | 62 | 0 | #N/A | #N/A | #N/A | #N/A | 0 | 0
[6 empty] | 63 | [27 empty] | 0 | 0 | 0 | 0 |  | 0 | 0 |  | TRUE | 0 | 0 | 0 | FALSE | +00 | +00 | TRUE | TRUE | FALSE | FALSE | 0 | 0 | TRUE | TRUE | FALSE | FALSE | 0 | 0 | #N/A | #N/A | #N/A | 0 | 0 | 0 | 0 | 0 | 0 | 0 | 0 | #N/A | 100000 | #N/A | 100000 | #N/A | 0 | #N/A | 0 | #N/A | 0.005307 | #N/A | 0.005307 | [22 empty] | 63 | #N/A | #N/A | #N/A | #N/A | #N/A | #N/A | 0 | #VALUE! | 63 | 0 | #N/A | 0 | N/A | 0 | N/A |  | 63 | 0 | #N/A | #N/A | #N/A | #N/A | 0 | 0
[6 empty] | 64 | [27 empty] | 0 | 0 | 0 | 0 |  | 0 | 0 |  | TRUE | 0 | 0 | 0 | FALSE | +00 | +00 | TRUE | TRUE | FALSE | FALSE | 0 | 0 | TRUE | TRUE | FALSE | FALSE | 0 | 0 | #N/A | #N/A | #N/A | 0 | 0 | 0 | 0 | 0 | 0 | 0 | 0 | #N/A | 100000 | #N/A | 100000 | #N/A | 0 | #N/A | 0 | #N/A | 0.005307 | #N/A | 0.005307 | [22 empty] | 64 | #N/A | #N/A | #N/A | #N/A | #N/A | #N/A | 0 | #VALUE! | 64 | 0 | #N/A | 0 | N/A | 0 | N/A |  | 64 | 0 | #N/A | #N/A | #N/A | #N/A | 0 | 0
[6 empty] | 65 | [27 empty] | 0 | 0 | 0 | 0 |  | 0 | 0 |  | TRUE | 0 | 0 | 0 | FALSE | +00 | +00 | TRUE | TRUE | FALSE | FALSE | 0 | 0 | TRUE | TRUE | FALSE | FALSE | 0 | 0 | #N/A | #N/A | #N/A | 0 | 0 | 0 | 0 | 0 | 0 | 0 | 0 | #N/A | 100000 | #N/A | 100000 | #N/A | 0 | #N/A | 0 | #N/A | 0.005307 | #N/A | 0.005307 | [22 empty] | 65 | #N/A | #N/A | #N/A | #N/A | #N/A | #N/A | 0 | #VALUE! | 65 | 0 | #N/A | 0 | N/A | 0 | N/A |  | 65 | 0 | #N/A | #N/A | #N/A | #N/A | 0 | 0
[6 empty] | 66 | [27 empty] | 0 | 0 | 0 | 0 |  | 0 | 0 |  | TRUE | 0 | 0 | 0 | FALSE | +00 | +00 | TRUE | TRUE | FALSE | FALSE | 0 | 0 | TRUE | TRUE | FALSE | FALSE | 0 | 0 | #N/A | #N/A | #N/A | 0 | 0 | 0 | 0 | 0 | 0 | 0 | 0 | #N/A | 100000 | #N/A | 100000 | #N/A | 0 | #N/A | 0 | #N/A | 0.005307 | #N/A | 0.005307 | [22 empty] | 66 | #N/A | #N/A | #N/A | #N/A | #N/A | #N/A | 0 | #VALUE! | 66 | 0 | #N/A | 0 | N/A | 0 | N/A |  | 66 | 0 | #N/A | #N/A | #N/A | #N/A | 0 | 0
[6 empty] | 67 | [27 empty] | 0 | 0 | 0 | 0 |  | 0 | 0 |  | TRUE | 0 | 0 | 0 | FALSE | +00 | +00 | TRUE | TRUE | FALSE | FALSE | 0 | 0 | TRUE | TRUE | FALSE | FALSE | 0 | 0 | #N/A | #N/A | #N/A | 0 | 0 | 0 | 0 | 0 | 0 | 0 | 0 | #N/A | 100000 | #N/A | 100000 | #N/A | 0 | #N/A | 0 | #N/A | 0.005307 | #N/A | 0.005307 | [22 empty] | 67 | #N/A | #N/A | #N/A | #N/A | #N/A | #N/A | 0 | #VALUE! | 67 | 0 | #N/A | 0 | N/A | 0 | N/A |  | 67 | 0 | #N/A | #N/A | #N/A | #N/A | 0 | 0
[6 empty] | 68 | [27 empty] | 0 | 0 | 0 | 0 |  | 0 | 0 |  | TRUE | 0 | 0 | 0 | FALSE | +00 | +00 | TRUE | TRUE | FALSE | FALSE | 0 | 0 | TRUE | TRUE | FALSE | FALSE | 0 | 0 | #N/A | #N/A | #N/A | 0 | 0 | 0 | 0 | 0 | 0 | 0 | 0 | #N/A | 100000 | #N/A | 100000 | #N/A | 0 | #N/A | 0 | #N/A | 0.005307 | #N/A | 0.005307 | [22 empty] | 68 | #N/A | #N/A | #N/A | #N/A | #N/A | #N/A | 0 | #VALUE! | 68 | 0 | #N/A | 0 | N/A | 0 | N/A |  | 68 | 0 | #N/A | #N/A | #N/A | #N/A | 0 | 0
[6 empty] | 69 | [27 empty] | 0 | 0 | 0 | 0 |  | 0 | 0 |  | TRUE | 0 | 0 | 0 | FALSE | +00 | +00 | TRUE | TRUE | FALSE | FALSE | 0 | 0 | TRUE | TRUE | FALSE | FALSE | 0 | 0 | #N/A | #N/A | #N/A | 0 | 0 | 0 | 0 | 0 | 0 | 0 | 0 | #N/A | 100000 | #N/A | 100000 | #N/A | 0 | #N/A | 0 | #N/A | 0.005307 | #N/A | 0.005307 | [22 empty] | 69 | #N/A | #N/A | #N/A | #N/A | #N/A | #N/A | 0 | #VALUE! | 69 | 0 | #N/A | 0 | N/A | 0 | N/A |  | 69 | 0 | #N/A | #N/A | #N/A | #N/A | 0 | 0
[6 empty] | 70 | [27 empty] | 0 | 0 | 0 | 0 |  | 0 | 0 |  | TRUE | 0 | 0 | 0 | FALSE | +00 | +00 | TRUE | TRUE | FALSE | FALSE | 0 | 0 | TRUE | TRUE | FALSE | FALSE | 0 | 0 | #N/A | #N/A | #N/A | 0 | 0 | 0 | 0 | 0 | 0 | 0 | 0 | #N/A | 100000 | #N/A | 100000 | #N/A | 0 | #N/A | 0 | #N/A | 0.005307 | #N/A | 0.005307 | [22 empty] | 70 | #N/A | #N/A | #N/A | #N/A | #N/A | #N/A | 0 | #VALUE! | 70 | 0 | #N/A | 0 | N/A | 0 | N/A |  | 70 | 0 | #N/A | #N/A | #N/A | #N/A | 0 | 0
[6 empty] | 71 | [27 empty] | 0 | 0 | 0 | 0 |  | 0 | 0 |  | TRUE | 0 | 0 | 0 | FALSE | +00 | +00 | TRUE | TRUE | FALSE | FALSE | 0 | 0 | TRUE | TRUE | FALSE | FALSE | 0 | 0 | #N/A | #N/A | #N/A | 0 | 0 | 0 | 0 | 0 | 0 | 0 | 0 | #N/A | 100000 | #N/A | 100000 | #N/A | 0 | #N/A | 0 | #N/A | 0.005307 | #N/A | 0.005307 | [22 empty] | 71 | #N/A | #N/A | #N/A | #N/A | #N/A | #N/A | 0 | #VALUE! | 71 | 0 | #N/A | 0 | N/A | 0 | N/A |  | 71 | 0 | #N/A | #N/A | #N/A | #N/A | 0 | 0
[6 empty] | 72 | [27 empty] | 0 | 0 | 0 | 0 |  | 0 | 0 |  | TRUE | 0 | 0 | 0 | FALSE | +00 | +00 | TRUE | TRUE | FALSE | FALSE | 0 | 0 | TRUE | TRUE | FALSE | FALSE | 0 | 0 | #N/A | #N/A | #N/A | 0 | 0 | 0 | 0 | 0 | 0 | 0 | 0 | #N/A | 100000 | #N/A | 100000 | #N/A | 0 | #N/A | 0 | #N/A | 0.005307 | #N/A | 0.005307 | [22 empty] | 72 | #N/A | #N/A | #N/A | #N/A | #N/A | #N/A | 0 | #VALUE! | 72 | 0 | #N/A | 0 | N/A | 0 | N/A |  | 72 | 0 | #N/A | #N/A | #N/A | #N/A | 0 | 0
[6 empty] | 73 | [27 empty] | 0 | 0 | 0 | 0 |  | 0 | 0 |  | TRUE | 0 | 0 | 0 | FALSE | +00 | +00 | TRUE | TRUE | FALSE | FALSE | 0 | 0 | TRUE | TRUE | FALSE | FALSE | 0 | 0 | #N/A | #N/A | #N/A | 0 | 0 | 0 | 0 | 0 | 0 | 0 | 0 | #N/A | 100000 | #N/A | 100000 | #N/A | 0 | #N/A | 0 | #N/A | 0.005307 | #N/A | 0.005307 | [22 empty] | 73 | #N/A | #N/A | #N/A | #N/A | #N/A | #N/A | 0 | #VALUE! | 73 | 0 | #N/A | 0 | N/A | 0 | N/A |  | 73 | 0 | #N/A | #N/A | #N/A | #N/A | 0 | 0
[6 empty] | 74 | [27 empty] | 0 | 0 | 0 | 0 |  | 0 | 0 |  | TRUE | 0 | 0 | 0 | FALSE | +00 | +00 | TRUE | TRUE | FALSE | FALSE | 0 | 0 | TRUE | TRUE | FALSE | FALSE | 0 | 0 | #N/A | #N/A | #N/A | 0 | 0 | 0 | 0 | 0 | 0 | 0 | 0 | #N/A | 100000 | #N/A | 100000 | #N/A | 0 | #N/A | 0 | #N/A | 0.005307 | #N/A | 0.005307 | [22 empty] | 74 | #N/A | #N/A | #N/A | #N/A | #N/A | #N/A | 0 | #VALUE! | 74 | 0 | #N/A | 0 | N/A | 0 | N/A |  | 74 | 0 | #N/A | #N/A | #N/A | #N/A | 0 | 0
[6 empty] | 75 | [27 empty] | 0 | 0 | 0 | 0 |  | 0 | 0 |  | TRUE | 0 | 0 | 0 | FALSE | +00 | +00 | TRUE | TRUE | FALSE | FALSE | 0 | 0 | TRUE | TRUE | FALSE | FALSE | 0 | 0 | #N/A | #N/A | #N/A | 0 | 0 | 0 | 0 | 0 | 0 | 0 | 0 | #N/A | 100000 | #N/A | 100000 | #N/A | 0 | #N/A | 0 | #N/A | 0.005307 | #N/A | 0.005307 | [22 empty] | 75 | #N/A | #N/A | #N/A | #N/A | #N/A | #N/A | 0 | #VALUE! | 75 | 0 | #N/A | 0 | N/A | 0 | N/A |  | 75 | 0 | #N/A | #N/A | #N/A | #N/A | 0 | 0
[6 empty] | 76 | [27 empty] | 0 | 0 | 0 | 0 |  | 0 | 0 |  | TRUE | 0 | 0 | 0 | FALSE | +00 | +00 | TRUE | TRUE | FALSE | FALSE | 0 | 0 | TRUE | TRUE | FALSE | FALSE | 0 | 0 | #N/A | #N/A | #N/A | 0 | 0 | 0 | 0 | 0 | 0 | 0 | 0 | #N/A | 100000 | #N/A | 100000 | #N/A | 0 | #N/A | 0 | #N/A | 0.005307 | #N/A | 0.005307 | [22 empty] | 76 | #N/A | #N/A | #N/A | #N/A | #N/A | #N/A | 0 | #VALUE! | 76 | 0 | #N/A | 0 | N/A | 0 | N/A |  | 76 | 0 | #N/A | #N/A | #N/A | #N/A | 0 | 0
[6 empty] | 77 | [27 empty] | 0 | 0 | 0 | 0 |  | 0 | 0 |  | TRUE | 0 | 0 | 0 | FALSE | +00 | +00 | TRUE | TRUE | FALSE | FALSE | 0 | 0 | TRUE | TRUE | FALSE | FALSE | 0 | 0 | #N/A | #N/A | #N/A | 0 | 0 | 0 | 0 | 0 | 0 | 0 | 0 | #N/A | 100000 | #N/A | 100000 | #N/A | 0 | #N/A | 0 | #N/A | 0.005307 | #N/A | 0.005307 | [22 empty] | 77 | #N/A | #N/A | #N/A | #N/A | #N/A | #N/A | 0 | #VALUE! | 77 | 0 | #N/A | 0 | N/A | 0 | N/A |  | 77 | 0 | #N/A | #N/A | #N/A | #N/A | 0 | 0
[6 empty] | 78 | [27 empty] | 0 | 0 | 0 | 0 |  | 0 | 0 |  | TRUE | 0 | 0 | 0 | FALSE | +00 | +00 | TRUE | TRUE | FALSE | FALSE | 0 | 0 | TRUE | TRUE | FALSE | FALSE | 0 | 0 | #N/A | #N/A | #N/A | 0 | 0 | 0 | 0 | 0 | 0 | 0 | 0 | #N/A | 100000 | #N/A | 100000 | #N/A | 0 | #N/A | 0 | #N/A | 0.005307 | #N/A | 0.005307 | [22 empty] | 78 | #N/A | #N/A | #N/A | #N/A | #N/A | #N/A | 0 | #VALUE! | 78 | 0 | #N/A | 0 | N/A | 0 | N/A |  | 78 | 0 | #N/A | #N/A | #N/A | #N/A | 0 | 0
[6 empty] | 79 | [27 empty] | 0 | 0 | 0 | 0 |  | 0 | 0 |  | TRUE | 0 | 0 | 0 | FALSE | +00 | +00 | TRUE | TRUE | FALSE | FALSE | 0 | 0 | TRUE | TRUE | FALSE | FALSE | 0 | 0 | #N/A | #N/A | #N/A | 0 | 0 | 0 | 0 | 0 | 0 | 0 | 0 | #N/A | 100000 | #N/A | 100000 | #N/A | 0 | #N/A | 0 | #N/A | 0.005307 | #N/A | 0.005307 | [22 empty] | 79 | #N/A | #N/A | #N/A | #N/A | #N/A | #N/A | 0 | #VALUE! | 79 | 0 | #N/A | 0 | N/A | 0 | N/A |  | 79 | 0 | #N/A | #N/A | #N/A | #N/A | 0 | 0
[6 empty] | 80 | [27 empty] | 0 | 0 | 0 | 0 |  | 0 | 0 |  | TRUE | 0 | 0 | 0 | FALSE | +00 | +00 | TRUE | TRUE | FALSE | FALSE | 0 | 0 | TRUE | TRUE | FALSE | FALSE | 0 | 0 | #N/A | #N/A | #N/A | 0 | 0 | 0 | 0 | 0 | 0 | 0 | 0 | #N/A | 100000 | #N/A | 100000 | #N/A | 0 | #N/A | 0 | #N/A | 0.005307 | #N/A | 0.005307 | [22 empty] | 80 | #N/A | #N/A | #N/A | #N/A | #N/A | #N/A | 0 | #VALUE! | 80 | 0 | #N/A | 0 | N/A | 0 | N/A |  | 80 | 0 | #N/A | #N/A | #N/A | #N/A | 0 | 0
[6 empty] | 81 | [27 empty] | 0 | 0 | 0 | 0 |  | 0 | 0 |  | TRUE | 0 | 0 | 0 | FALSE | +00 | +00 | TRUE | TRUE | FALSE | FALSE | 0 | 0 | TRUE | TRUE | FALSE | FALSE | 0 | 0 | #N/A | #N/A | #N/A | 0 | 0 | 0 | 0 | 0 | 0 | 0 | 0 | #N/A | 100000 | #N/A | 100000 | #N/A | 0 | #N/A | 0 | #N/A | 0.005307 | #N/A | 0.005307 | [22 empty] | 81 | #N/A | #N/A | #N/A | #N/A | #N/A | #N/A | 0 | #VALUE! | 81 | 0 | #N/A | 0 | N/A | 0 | N/A |  | 81 | 0 | #N/A | #N/A | #N/A | #N/A | 0 | 0
[6 empty] | 82 | [27 empty] | 0 | 0 | 0 | 0 |  | 0 | 0 |  | TRUE | 0 | 0 | 0 | FALSE | +00 | +00 | TRUE | TRUE | FALSE | FALSE | 0 | 0 | TRUE | TRUE | FALSE | FALSE | 0 | 0 | #N/A | #N/A | #N/A | 0 | 0 | 0 | 0 | 0 | 0 | 0 | 0 | #N/A | 100000 | #N/A | 100000 | #N/A | 0 | #N/A | 0 | #N/A | 0.005307 | #N/A | 0.005307 | [22 empty] | 82 | #N/A | #N/A | #N/A | #N/A | #N/A | #N/A | 0 | #VALUE! | 82 | 0 | #N/A | 0 | N/A | 0 | N/A |  | 82 | 0 | #N/A | #N/A | #N/A | #N/A | 0 | 0
[6 empty] | 83 | [27 empty] | 0 | 0 | 0 | 0 |  | 0 | 0 |  | TRUE | 0 | 0 | 0 | FALSE | +00 | +00 | TRUE | TRUE | FALSE | FALSE | 0 | 0 | TRUE | TRUE | FALSE | FALSE | 0 | 0 | #N/A | #N/A | #N/A | 0 | 0 | 0 | 0 | 0 | 0 | 0 | 0 | #N/A | 100000 | #N/A | 100000 | #N/A | 0 | #N/A | 0 | #N/A | 0.005307 | #N/A | 0.005307 | [22 empty] | 83 | #N/A | #N/A | #N/A | #N/A | #N/A | #N/A | 0 | #VALUE! | 83 | 0 | #N/A | 0 | N/A | 0 | N/A |  | 83 | 0 | #N/A | #N/A | #N/A | #N/A | 0 | 0
[6 empty] | 84 | [27 empty] | 0 | 0 | 0 | 0 |  | 0 | 0 |  | TRUE | 0 | 0 | 0 | FALSE | +00 | +00 | TRUE | TRUE | FALSE | FALSE | 0 | 0 | TRUE | TRUE | FALSE | FALSE | 0 | 0 | #N/A | #N/A | #N/A | 0 | 0 | 0 | 0 | 0 | 0 | 0 | 0 | #N/A | 100000 | #N/A | 100000 | #N/A | 0 | #N/A | 0 | #N/A | 0.005307 | #N/A | 0.005307 | [22 empty] | 84 | #N/A | #N/A | #N/A | #N/A | #N/A | #N/A | 0 | #VALUE! | 84 | 0 | #N/A | 0 | N/A | 0 | N/A |  | 84 | 0 | #N/A | #N/A | #N/A | #N/A | 0 | 0
[6 empty] | 85 | [27 empty] | 0 | 0 | 0 | 0 |  | 0 | 0 |  | TRUE | 0 | 0 | 0 | FALSE | +00 | +00 | TRUE | TRUE | FALSE | FALSE | 0 | 0 | TRUE | TRUE | FALSE | FALSE | 0 | 0 | #N/A | #N/A | #N/A | 0 | 0 | 0 | 0 | 0 | 0 | 0 | 0 | #N/A | 100000 | #N/A | 100000 | #N/A | 0 | #N/A | 0 | #N/A | 0.005307 | #N/A | 0.005307 | [22 empty] | 85 | #N/A | #N/A | #N/A | #N/A | #N/A | #N/A | 0 | #VALUE! | 85 | 0 | #N/A | 0 | N/A | 0 | N/A |  | 85 | 0 | #N/A | #N/A | #N/A | #N/A | 0 | 0
[6 empty] | 86 | [27 empty] | 0 | 0 | 0 | 0 |  | 0 | 0 |  | TRUE | 0 | 0 | 0 | FALSE | +00 | +00 | TRUE | TRUE | FALSE | FALSE | 0 | 0 | TRUE | TRUE | FALSE | FALSE | 0 | 0 | #N/A | #N/A | #N/A | 0 | 0 | 0 | 0 | 0 | 0 | 0 | 0 | #N/A | 100000 | #N/A | 100000 | #N/A | 0 | #N/A | 0 | #N/A | 0.005307 | #N/A | 0.005307 | [22 empty] | 86 | #N/A | #N/A | #N/A | #N/A | #N/A | #N/A | 0 | #VALUE! | 86 | 0 | #N/A | 0 | N/A | 0 | N/A |  | 86 | 0 | #N/A | #N/A | #N/A | #N/A | 0 | 0
[6 empty] | 87 | [27 empty] | 0 | 0 | 0 | 0 |  | 0 | 0 |  | TRUE | 0 | 0 | 0 | FALSE | +00 | +00 | TRUE | TRUE | FALSE | FALSE | 0 | 0 | TRUE | TRUE | FALSE | FALSE | 0 | 0 | #N/A | #N/A | #N/A | 0 | 0 | 0 | 0 | 0 | 0 | 0 | 0 | #N/A | 100000 | #N/A | 100000 | #N/A | 0 | #N/A | 0 | #N/A | 0.005307 | #N/A | 0.005307 | [22 empty] | 87 | #N/A | #N/A | #N/A | #N/A | #N/A | #N/A | 0 | #VALUE! | 87 | 0 | #N/A | 0 | N/A | 0 | N/A |  | 87 | 0 | #N/A | #N/A | #N/A | #N/A | 0 | 0
[6 empty] | 88 | [27 empty] | 0 | 0 | 0 | 0 |  | 0 | 0 |  | TRUE | 0 | 0 | 0 | FALSE | +00 | +00 | TRUE | TRUE | FALSE | FALSE | 0 | 0 | TRUE | TRUE | FALSE | FALSE | 0 | 0 | #N/A | #N/A | #N/A | 0 | 0 | 0 | 0 | 0 | 0 | 0 | 0 | #N/A | 100000 | #N/A | 100000 | #N/A | 0 | #N/A | 0 | #N/A | 0.005307 | #N/A | 0.005307 | [22 empty] | 88 | #N/A | #N/A | #N/A | #N/A | #N/A | #N/A | 0 | #VALUE! | 88 | 0 | #N/A | 0 | N/A | 0 | N/A |  | 88 | 0 | #N/A | #N/A | #N/A | #N/A | 0 | 0
[6 empty] | 89 | [27 empty] | 0 | 0 | 0 | 0 |  | 0 | 0 |  | TRUE | 0 | 0 | 0 | FALSE | +00 | +00 | TRUE | TRUE | FALSE | FALSE | 0 | 0 | TRUE | TRUE | FALSE | FALSE | 0 | 0 | #N/A | #N/A | #N/A | 0 | 0 | 0 | 0 | 0 | 0 | 0 | 0 | #N/A | 100000 | #N/A | 100000 | #N/A | 0 | #N/A | 0 | #N/A | 0.005307 | #N/A | 0.005307 | [22 empty] | 89 | #N/A | #N/A | #N/A | #N/A | #N/A | #N/A | 0 | #VALUE! | 89 | 0 | #N/A | 0 | N/A | 0 | N/A |  | 89 | 0 | #N/A | #N/A | #N/A | #N/A | 0 | 0
[6 empty] | 90 | [27 empty] | 0 | 0 | 0 | 0 |  | 0 | 0 |  | TRUE | 0 | 0 | 0 | FALSE | +00 | +00 | TRUE | TRUE | FALSE | FALSE | 0 | 0 | TRUE | TRUE | FALSE | FALSE | 0 | 0 | #N/A | #N/A | #N/A | 0 | 0 | 0 | 0 | 0 | 0 | 0 | 0 | #N/A | 100000 | #N/A | 100000 | #N/A | 0 | #N/A | 0 | #N/A | 0.005307 | #N/A | 0.005307 | [22 empty] | 90 | #N/A | #N/A | #N/A | #N/A | #N/A | #N/A | 0 | #VALUE! | 90 | 0 | #N/A | 0 | N/A | 0 | N/A |  | 90 | 0 | #N/A | #N/A | #N/A | #N/A | 0 | 0
[6 empty] | 91 | [27 empty] | 0 | 0 | 0 | 0 |  | 0 | 0 |  | TRUE | 0 | 0 | 0 | FALSE | +00 | +00 | TRUE | TRUE | FALSE | FALSE | 0 | 0 | TRUE | TRUE | FALSE | FALSE | 0 | 0 | #N/A | #N/A | #N/A | 0 | 0 | 0 | 0 | 0 | 0 | 0 | 0 | #N/A | 100000 | #N/A | 100000 | #N/A | 0 | #N/A | 0 | #N/A | 0.005307 | #N/A | 0.005307 | [22 empty] | 91 | #N/A | #N/A | #N/A | #N/A | #N/A | #N/A | 0 | #VALUE! | 91 | 0 | #N/A | 0 | N/A | 0 | N/A |  | 91 | 0 | #N/A | #N/A | #N/A | #N/A | 0 | 0
[6 empty] | 92 | [27 empty] | 0 | 0 | 0 | 0 |  | 0 | 0 |  | TRUE | 0 | 0 | 0 | FALSE | +00 | +00 | TRUE | TRUE | FALSE | FALSE | 0 | 0 | TRUE | TRUE | FALSE | FALSE | 0 | 0 | #N/A | #N/A | #N/A | 0 | 0 | 0 | 0 | 0 | 0 | 0 | 0 | #N/A | 100000 | #N/A | 100000 | #N/A | 0 | #N/A | 0 | #N/A | 0.005307 | #N/A | 0.005307 | [22 empty] | 92 | #N/A | #N/A | #N/A | #N/A | #N/A | #N/A | 0 | #VALUE! | 92 | 0 | #N/A | 0 | N/A | 0 | N/A |  | 92 | 0 | #N/A | #N/A | #N/A | #N/A | 0 | 0
[6 empty] | 93 | [27 empty] | 0 | 0 | 0 | 0 |  | 0 | 0 |  | TRUE | 0 | 0 | 0 | FALSE | +00 | +00 | TRUE | TRUE | FALSE | FALSE | 0 | 0 | TRUE | TRUE | FALSE | FALSE | 0 | 0 | #N/A | #N/A | #N/A | 0 | 0 | 0 | 0 | 0 | 0 | 0 | 0 | #N/A | 100000 | #N/A | 100000 | #N/A | 0 | #N/A | 0 | #N/A | 0.005307 | #N/A | 0.005307 | [22 empty] | 93 | #N/A | #N/A | #N/A | #N/A | #N/A | #N/A | 0 | #VALUE! | 93 | 0 | #N/A | 0 | N/A | 0 | N/A |  | 93 | 0 | #N/A | #N/A | #N/A | #N/A | 0 | 0
[6 empty] | 94 | [27 empty] | 0 | 0 | 0 | 0 |  | 0 | 0 |  | TRUE | 0 | 0 | 0 | FALSE | +00 | +00 | TRUE | TRUE | FALSE | FALSE | 0 | 0 | TRUE | TRUE | FALSE | FALSE | 0 | 0 | #N/A | #N/A | #N/A | 0 | 0 | 0 | 0 | 0 | 0 | 0 | 0 | #N/A | 100000 | #N/A | 100000 | #N/A | 0 | #N/A | 0 | #N/A | 0.005307 | #N/A | 0.005307 | [22 empty] | 94 | #N/A | #N/A | #N/A | #N/A | #N/A | #N/A | 0 | #VALUE! | 94 | 0 | #N/A | 0 | N/A | 0 | N/A |  | 94 | 0 | #N/A | #N/A | #N/A | #N/A | 0 | 0
[6 empty] | 95 | [27 empty] | 0 | 0 | 0 | 0 |  | 0 | 0 |  | TRUE | 0 | 0 | 0 | FALSE | +00 | +00 | TRUE | TRUE | FALSE | FALSE | 0 | 0 | TRUE | TRUE | FALSE | FALSE | 0 | 0 | #N/A | #N/A | #N/A | 0 | 0 | 0 | 0 | 0 | 0 | 0 | 0 | #N/A | 100000 | #N/A | 100000 | #N/A | 0 | #N/A | 0 | #N/A | 0.005307 | #N/A | 0.005307 | [22 empty] | 95 | #N/A | #N/A | #N/A | #N/A | #N/A | #N/A | 0 | #VALUE! | 95 | 0 | #N/A | 0 | N/A | 0 | N/A |  | 95 | 0 | #N/A | #N/A | #N/A | #N/A | 0 | 0
[6 empty] | 96 | [27 empty] | 0 | 0 | 0 | 0 |  | 0 | 0 |  | TRUE | 0 | 0 | 0 | FALSE | +00 | +00 | TRUE | TRUE | FALSE | FALSE | 0 | 0 | TRUE | TRUE | FALSE | FALSE | 0 | 0 | #N/A | #N/A | #N/A | 0 | 0 | 0 | 0 | 0 | 0 | 0 | 0 | #N/A | 100000 | #N/A | 100000 | #N/A | 0 | #N/A | 0 | #N/A | 0.005307 | #N/A | 0.005307 | [22 empty] | 96 | #N/A | #N/A | #N/A | #N/A | #N/A | #N/A | 0 | #VALUE! | 96 | 0 | #N/A | 0 | N/A | 0 | N/A |  | 96 | 0 | #N/A | #N/A | #N/A | #N/A | 0 | 0
[6 empty] | 97 | [27 empty] | 0 | 0 | 0 | 0 |  | 0 | 0 |  | TRUE | 0 | 0 | 0 | FALSE | +00 | +00 | TRUE | TRUE | FALSE | FALSE | 0 | 0 | TRUE | TRUE | FALSE | FALSE | 0 | 0 | #N/A | #N/A | #N/A | 0 | 0 | 0 | 0 | 0 | 0 | 0 | 0 | #N/A | 100000 | #N/A | 100000 | #N/A | 0 | #N/A | 0 | #N/A | 0.005307 | #N/A | 0.005307 | [22 empty] | 97 | #N/A | #N/A | #N/A | #N/A | #N/A | #N/A | 0 | #VALUE! | 97 | 0 | #N/A | 0 | N/A | 0 | N/A |  | 97 | 0 | #N/A | #N/A | #N/A | #N/A | 0 | 0
[6 empty] | 98 | [27 empty] | 0 | 0 | 0 | 0 |  | 0 | 0 |  | TRUE | 0 | 0 | 0 | FALSE | +00 | +00 | TRUE | TRUE | FALSE | FALSE | 0 | 0 | TRUE | TRUE | FALSE | FALSE | 0 | 0 | #N/A | #N/A | #N/A | 0 | 0 | 0 | 0 | 0 | 0 | 0 | 0 | #N/A | 100000 | #N/A | 100000 | #N/A | 0 | #N/A | 0 | #N/A | 0.005307 | #N/A | 0.005307 | [22 empty] | 98 | #N/A | #N/A | #N/A | #N/A | #N/A | #N/A | 0 | #VALUE! | 98 | 0 | #N/A | 0 | N/A | 0 | N/A |  | 98 | 0 | #N/A | #N/A | #N/A | #N/A | 0 | 0
[6 empty] | 99 | [27 empty] | 0 | 0 | 0 | 0 |  | 0 | 0 |  | TRUE | 0 | 0 | 0 | FALSE | +00 | +00 | TRUE | TRUE | FALSE | FALSE | 0 | 0 | TRUE | TRUE | FALSE | FALSE | 0 | 0 | #N/A | #N/A | #N/A | 0 | 0 | 0 | 0 | 0 | 0 | 0 | 0 | #N/A | 100000 | #N/A | 100000 | #N/A | 0 | #N/A | 0 | #N/A | 0.005307 | #N/A | 0.005307 | [22 empty] | 99 | #N/A | #N/A | #N/A | #N/A | #N/A | #N/A | 0 | #VALUE! | 99 | 0 | #N/A | 0 | N/A | 0 | N/A |  | 99 | 0 | #N/A | #N/A | #N/A | #N/A | 0 | 0
[6 empty] | 100 | [27 empty] | 0 | 0 | 0 | 0 |  | 0 | 0 |  | TRUE | 0 | 0 | 0 | FALSE | +00 | +00 | TRUE | TRUE | FALSE | FALSE | 0 | 0 | TRUE | TRUE | FALSE | FALSE | 0 | 0 | #N/A | #N/A | #N/A | 0 | 0 | 0 | 0 | 0 | 0 | 0 | 0 | #N/A | 100000 | #N/A | 100000 | #N/A | 0 | #N/A | 0 | #N/A | 0.005307 | #N/A | 0.005307 | [22 empty] | 100 | #N/A | #N/A | #N/A | #N/A | #N/A | #N/A | 0 | #VALUE! | 100 | 0 | #N/A | 0 | N/A | 0 | N/A |  | 100 | 0 | #N/A | #N/A | #N/A | #N/A | 0 | 0
[6 empty] | 101 | [27 empty] | 0 | 0 | 0 | 0 |  | 0 | 0 |  | TRUE | 0 | 0 | 0 | FALSE | +00 | +00 | TRUE | TRUE | FALSE | FALSE | 0 | 0 | TRUE | TRUE | FALSE | FALSE | 0 | 0 | #N/A | #N/A | #N/A | 0 | 0 | 0 | 0 | 0 | 0 | 0 | 0 | #N/A | 100000 | #N/A | 100000 | #N/A | 0 | #N/A | 0 | #N/A | 0.005307 | #N/A | 0.005307 | [22 empty] | 101 | #N/A | #N/A | #N/A | #N/A | #N/A | #N/A | 0 | #VALUE! | 101 | 0 | #N/A | 0 | N/A | 0 | N/A |  | 101 | 0 | #N/A | #N/A | #N/A | #N/A | 0 | 0
[6 empty] | 102 | [27 empty] | 0 | 0 | 0 | 0 |  | 0 | 0 |  | TRUE | 0 | 0 | 0 | FALSE | +00 | +00 | TRUE | TRUE | FALSE | FALSE | 0 | 0 | TRUE | TRUE | FALSE | FALSE | 0 | 0 | #N/A | #N/A | #N/A | 0 | 0 | 0 | 0 | 0 | 0 | 0 | 0 | #N/A | 100000 | #N/A | 100000 | #N/A | 0 | #N/A | 0 | #N/A | 0.005307 | #N/A | 0.005307 | [22 empty] | 102 | #N/A | #N/A | #N/A | #N/A | #N/A | #N/A | 0 | #VALUE! | 102 | 0 | #N/A | 0 | N/A | 0 | N/A |  | 102 | 0 | #N/A | #N/A | #N/A | #N/A | 0 | 0
[6 empty] | 103 | [27 empty] | 0 | 0 | 0 | 0 |  | 0 | 0 |  | TRUE | 0 | 0 | 0 | FALSE | +00 | +00 | TRUE | TRUE | FALSE | FALSE | 0 | 0 | TRUE | TRUE | FALSE | FALSE | 0 | 0 | #N/A | #N/A | #N/A | 0 | 0 | 0 | 0 | 0 | 0 | 0 | 0 | #N/A | 100000 | #N/A | 100000 | #N/A | 0 | #N/A | 0 | #N/A | 0.005307 | #N/A | 0.005307 | [22 empty] | 103 | #N/A | #N/A | #N/A | #N/A | #N/A | #N/A | 0 | #VALUE! | 103 | 0 | #N/A | 0 | N/A | 0 | N/A |  | 103 | 0 | #N/A | #N/A | #N/A | #N/A | 0 | 0
[6 empty] | 104 | [27 empty] | 0 | 0 | 0 | 0 |  | 0 | 0 |  | TRUE | 0 | 0 | 0 | FALSE | +00 | +00 | TRUE | TRUE | FALSE | FALSE | 0 | 0 | TRUE | TRUE | FALSE | FALSE | 0 | 0 | #N/A | #N/A | #N/A | 0 | 0 | 0 | 0 | 0 | 0 | 0 | 0 | #N/A | 100000 | #N/A | 100000 | #N/A | 0 | #N/A | 0 | #N/A | 0.005307 | #N/A | 0.005307 | [22 empty] | 104 | #N/A | #N/A | #N/A | #N/A | #N/A | #N/A | 0 | #VALUE! | 104 | 0 | #N/A | 0 | N/A | 0 | N/A |  | 104 | 0 | #N/A | #N/A | #N/A | #N/A | 0 | 0
[6 empty] | 105 | [27 empty] | 0 | 0 | 0 | 0 |  | 0 | 0 |  | TRUE | 0 | 0 | 0 | FALSE | +00 | +00 | TRUE | TRUE | FALSE | FALSE | 0 | 0 | TRUE | TRUE | FALSE | FALSE | 0 | 0 | #N/A | #N/A | #N/A | 0 | 0 | 0 | 0 | 0 | 0 | 0 | 0 | #N/A | 100000 | #N/A | 100000 | #N/A | 0 | #N/A | 0 | #N/A | 0.005307 | #N/A | 0.005307 | [22 empty] | 105 | #N/A | #N/A | #N/A | #N/A | #N/A | #N/A | 0 | #VALUE! | 105 | 0 | #N/A | 0 | N/A | 0 | N/A |  | 105 | 0 | #N/A | #N/A | #N/A | #N/A | 0 | 0
[6 empty] | 106 | [27 empty] | 0 | 0 | 0 | 0 |  | 0 | 0 |  | TRUE | 0 | 0 | 0 | FALSE | +00 | +00 | TRUE | TRUE | FALSE | FALSE | 0 | 0 | TRUE | TRUE | FALSE | FALSE | 0 | 0 | #N/A | #N/A | #N/A | 0 | 0 | 0 | 0 | 0 | 0 | 0 | 0 | #N/A | 100000 | #N/A | 100000 | #N/A | 0 | #N/A | 0 | #N/A | 0.005307 | #N/A | 0.005307 | [22 empty] | 106 | #N/A | #N/A | #N/A | #N/A | #N/A | #N/A | 0 | #VALUE! | 106 | 0 | #N/A | 0 | N/A | 0 | N/A |  | 106 | 0 | #N/A | #N/A | #N/A | #N/A | 0 | 0
[6 empty] | 107 | [27 empty] | 0 | 0 | 0 | 0 |  | 0 | 0 |  | TRUE | 0 | 0 | 0 | FALSE | +00 | +00 | TRUE | TRUE | FALSE | FALSE | 0 | 0 | TRUE | TRUE | FALSE | FALSE | 0 | 0 | #N/A | #N/A | #N/A | 0 | 0 | 0 | 0 | 0 | 0 | 0 | 0 | #N/A | 100000 | #N/A | 100000 | #N/A | 0 | #N/A | 0 | #N/A | 0.005307 | #N/A | 0.005307 | [22 empty] | 107 | #N/A | #N/A | #N/A | #N/A | #N/A | #N/A | 0 | #VALUE! | 107 | 0 | #N/A | 0 | N/A | 0 | N/A |  | 107 | 0 | #N/A | #N/A | #N/A | #N/A | 0 | 0
[6 empty] | 108 | [27 empty] | 0 | 0 | 0 | 0 |  | 0 | 0 |  | TRUE | 0 | 0 | 0 | FALSE | +00 | +00 | TRUE | TRUE | FALSE | FALSE | 0 | 0 | TRUE | TRUE | FALSE | FALSE | 0 | 0 | #N/A | #N/A | #N/A | 0 | 0 | 0 | 0 | 0 | 0 | 0 | 0 | #N/A | 100000 | #N/A | 100000 | #N/A | 0 | #N/A | 0 | #N/A | 0.005307 | #N/A | 0.005307 | [22 empty] | 108 | #N/A | #N/A | #N/A | #N/A | #N/A | #N/A | 0 | #VALUE! | 108 | 0 | #N/A | 0 | N/A | 0 | N/A |  | 108 | 0 | #N/A | #N/A | #N/A | #N/A | 0 | 0
[6 empty] | 109 | [27 empty] | 0 | 0 | 0 | 0 |  | 0 | 0 |  | TRUE | 0 | 0 | 0 | FALSE | +00 | +00 | TRUE | TRUE | FALSE | FALSE | 0 | 0 | TRUE | TRUE | FALSE | FALSE | 0 | 0 | #N/A | #N/A | #N/A | 0 | 0 | 0 | 0 | 0 | 0 | 0 | 0 | #N/A | 100000 | #N/A | 100000 | #N/A | 0 | #N/A | 0 | #N/A | 0.005307 | #N/A | 0.005307 | [22 empty] | 109 | #N/A | #N/A | #N/A | #N/A | #N/A | #N/A | 0 | #VALUE! | 109 | 0 | #N/A | 0 | N/A | 0 | N/A |  | 109 | 0 | #N/A | #N/A | #N/A | #N/A | 0 | 0
[6 empty] | 110 | [27 empty] | 0 | 0 | 0 | 0 |  | 0 | 0 |  | TRUE | 0 | 0 | 0 | FALSE | +00 | +00 | TRUE | TRUE | FALSE | FALSE | 0 | 0 | TRUE | TRUE | FALSE | FALSE | 0 | 0 | #N/A | #N/A | #N/A | 0 | 0 | 0 | 0 | 0 | 0 | 0 | 0 | #N/A | 100000 | #N/A | 100000 | #N/A | 0 | #N/A | 0 | #N/A | 0.005307 | #N/A | 0.005307 | [22 empty] | 110 | #N/A | #N/A | #N/A | #N/A | #N/A | #N/A | 0 | #VALUE! | 110 | 0 | #N/A | 0 | N/A | 0 | N/A |  | 110 | 0 | #N/A | #N/A | #N/A | #N/A | 0 | 0
[6 empty] | 111 | [27 empty] | 0 | 0 | 0 | 0 |  | 0 | 0 |  | TRUE | 0 | 0 | 0 | FALSE | +00 | +00 | TRUE | TRUE | FALSE | FALSE | 0 | 0 | TRUE | TRUE | FALSE | FALSE | 0 | 0 | #N/A | #N/A | #N/A | 0 | 0 | 0 | 0 | 0 | 0 | 0 | 0 | #N/A | 100000 | #N/A | 100000 | #N/A | 0 | #N/A | 0 | #N/A | 0.005307 | #N/A | 0.005307 | [22 empty] | 111 | #N/A | #N/A | #N/A | #N/A | #N/A | #N/A | 0 | #VALUE! | 111 | 0 | #N/A | 0 | N/A | 0 | N/A |  | 111 | 0 | #N/A | #N/A | #N/A | #N/A | 0 | 0
[6 empty] | 112 | [27 empty] | 0 | 0 | 0 | 0 |  | 0 | 0 |  | TRUE | 0 | 0 | 0 | FALSE | +00 | +00 | TRUE | TRUE | FALSE | FALSE | 0 | 0 | TRUE | TRUE | FALSE | FALSE | 0 | 0 | #N/A | #N/A | #N/A | 0 | 0 | 0 | 0 | 0 | 0 | 0 | 0 | #N/A | 100000 | #N/A | 100000 | #N/A | 0 | #N/A | 0 | #N/A | 0.005307 | #N/A | 0.005307 | [22 empty] | 112 | #N/A | #N/A | #N/A | #N/A | #N/A | #N/A | 0 | #VALUE! | 112 | 0 | #N/A | 0 | N/A | 0 | N/A |  | 112 | 0 | #N/A | #N/A | #N/A | #N/A | 0 | 0
[6 empty] | 113 | [27 empty] | 0 | 0 | 0 | 0 |  | 0 | 0 |  | TRUE | 0 | 0 | 0 | FALSE | +00 | +00 | TRUE | TRUE | FALSE | FALSE | 0 | 0 | TRUE | TRUE | FALSE | FALSE | 0 | 0 | #N/A | #N/A | #N/A | 0 | 0 | 0 | 0 | 0 | 0 | 0 | 0 | #N/A | 100000 | #N/A | 100000 | #N/A | 0 | #N/A | 0 | #N/A | 0.005307 | #N/A | 0.005307 | [22 empty] | 113 | #N/A | #N/A | #N/A | #N/A | #N/A | #N/A | 0 | #VALUE! | 113 | 0 | #N/A | 0 | N/A | 0 | N/A |  | 113 | 0 | #N/A | #N/A | #N/A | #N/A | 0 | 0
[6 empty] | 114 | [27 empty] | 0 | 0 | 0 | 0 |  | 0 | 0 |  | TRUE | 0 | 0 | 0 | FALSE | +00 | +00 | TRUE | TRUE | FALSE | FALSE | 0 | 0 | TRUE | TRUE | FALSE | FALSE | 0 | 0 | #N/A | #N/A | #N/A | 0 | 0 | 0 | 0 | 0 | 0 | 0 | 0 | #N/A | 100000 | #N/A | 100000 | #N/A | 0 | #N/A | 0 | #N/A | 0.005307 | #N/A | 0.005307 | [22 empty] | 114 | #N/A | #N/A | #N/A | #N/A | #N/A | #N/A | 0 | #VALUE! | 114 | 0 | #N/A | 0 | N/A | 0 | N/A |  | 114 | 0 | #N/A | #N/A | #N/A | #N/A | 0 | 0
[6 empty] | 115 | [27 empty] | 0 | 0 | 0 | 0 |  | 0 | 0 |  | TRUE | 0 | 0 | 0 | FALSE | +00 | +00 | TRUE | TRUE | FALSE | FALSE | 0 | 0 | TRUE | TRUE | FALSE | FALSE | 0 | 0 | #N/A | #N/A | #N/A | 0 | 0 | 0 | 0 | 0 | 0 | 0 | 0 | #N/A | 100000 | #N/A | 100000 | #N/A | 0 | #N/A | 0 | #N/A | 0.005307 | #N/A | 0.005307 | [22 empty] | 115 | #N/A | #N/A | #N/A | #N/A | #N/A | #N/A | 0 | #VALUE! | 115 | 0 | #N/A | 0 | N/A | 0 | N/A |  | 115 | 0 | #N/A | #N/A | #N/A | #N/A | 0 | 0
[6 empty] | 116 | [27 empty] | 0 | 0 | 0 | 0 |  | 0 | 0 |  | TRUE | 0 | 0 | 0 | FALSE | +00 | +00 | TRUE | TRUE | FALSE | FALSE | 0 | 0 | TRUE | TRUE | FALSE | FALSE | 0 | 0 | #N/A | #N/A | #N/A | 0 | 0 | 0 | 0 | 0 | 0 | 0 | 0 | #N/A | 100000 | #N/A | 100000 | #N/A | 0 | #N/A | 0 | #N/A | 0.005307 | #N/A | 0.005307 | [22 empty] | 116 | #N/A | #N/A | #N/A | #N/A | #N/A | #N/A | 0 | #VALUE! | 116 | 0 | #N/A | 0 | N/A | 0 | N/A |  | 116 | 0 | #N/A | #N/A | #N/A | #N/A | 0 | 0
[6 empty] | 117 | [27 empty] | 0 | 0 | 0 | 0 |  | 0 | 0 |  | TRUE | 0 | 0 | 0 | FALSE | +00 | +00 | TRUE | TRUE | FALSE | FALSE | 0 | 0 | TRUE | TRUE | FALSE | FALSE | 0 | 0 | #N/A | #N/A | #N/A | 0 | 0 | 0 | 0 | 0 | 0 | 0 | 0 | #N/A | 100000 | #N/A | 100000 | #N/A | 0 | #N/A | 0 | #N/A | 0.005307 | #N/A | 0.005307 | [22 empty] | 117 | #N/A | #N/A | #N/A | #N/A | #N/A | #N/A | 0 | #VALUE! | 117 | 0 | #N/A | 0 | N/A | 0 | N/A |  | 117 | 0 | #N/A | #N/A | #N/A | #N/A | 0 | 0
[6 empty] | 118 | [27 empty] | 0 | 0 | 0 | 0 |  | 0 | 0 |  | TRUE | 0 | 0 | 0 | FALSE | +00 | +00 | TRUE | TRUE | FALSE | FALSE | 0 | 0 | TRUE | TRUE | FALSE | FALSE | 0 | 0 | #N/A | #N/A | #N/A | 0 | 0 | 0 | 0 | 0 | 0 | 0 | 0 | #N/A | 100000 | #N/A | 100000 | #N/A | 0 | #N/A | 0 | #N/A | 0.005307 | #N/A | 0.005307 | [22 empty] | 118 | #N/A | #N/A | #N/A | #N/A | #N/A | #N/A | 0 | #VALUE! | 118 | 0 | #N/A | 0 | N/A | 0 | N/A |  | 118 | 0 | #N/A | #N/A | #N/A | #N/A | 0 | 0
[6 empty] | 119 | [27 empty] | 0 | 0 | 0 | 0 |  | 0 | 0 |  | TRUE | 0 | 0 | 0 | FALSE | +00 | +00 | TRUE | TRUE | FALSE | FALSE | 0 | 0 | TRUE | TRUE | FALSE | FALSE | 0 | 0 | #N/A | #N/A | #N/A | 0 | 0 | 0 | 0 | 0 | 0 | 0 | 0 | #N/A | 100000 | #N/A | 100000 | #N/A | 0 | #N/A | 0 | #N/A | 0.005307 | #N/A | 0.005307 | [22 empty] | 119 | #N/A | #N/A | #N/A | #N/A | #N/A | #N/A | 0 | #VALUE! | 119 | 0 | #N/A | 0 | N/A | 0 | N/A |  | 119 | 0 | #N/A | #N/A | #N/A | #N/A | 0 | 0
[6 empty] | 120 | [27 empty] | 0 | 0 | 0 | 0 |  | 0 | 0 |  | TRUE | 0 | 0 | 0 | FALSE | +00 | +00 | TRUE | TRUE | FALSE | FALSE | 0 | 0 | TRUE | TRUE | FALSE | FALSE | 0 | 0 | #N/A | #N/A | #N/A | 0 | 0 | 0 | 0 | 0 | 0 | 0 | 0 | #N/A | 100000 | #N/A | 100000 | #N/A | 0 | #N/A | 0 | #N/A | 0.005307 | #N/A | 0.005307 | [22 empty] | 120 | #N/A | #N/A | #N/A | #N/A | #N/A | #N/A | 0 | #VALUE! | 120 | 0 | #N/A | 0 | N/A | 0 | N/A |  | 120 | 0 | #N/A | #N/A | #N/A | #N/A | 0 | 0
[6 empty] | 121 | [27 empty] | 0 | 0 | 0 | 0 |  | 0 | 0 |  | TRUE | 0 | 0 | 0 | FALSE | +00 | +00 | TRUE | TRUE | FALSE | FALSE | 0 | 0 | TRUE | TRUE | FALSE | FALSE | 0 | 0 | #N/A | #N/A | #N/A | 0 | 0 | 0 | 0 | 0 | 0 | 0 | 0 | #N/A | 100000 | #N/A | 100000 | #N/A | 0 | #N/A | 0 | #N/A | 0.005307 | #N/A | 0.005307 | [22 empty] | 121 | #N/A | #N/A | #N/A | #N/A | #N/A | #N/A | 0 | #VALUE! | 121 | 0 | #N/A | 0 | N/A | 0 | N/A |  | 121 | 0 | #N/A | #N/A | #N/A | #N/A | 0 | 0
[6 empty] | 122 | [27 empty] | 0 | 0 | 0 | 0 |  | 0 | 0 |  | TRUE | 0 | 0 | 0 | FALSE | +00 | +00 | TRUE | TRUE | FALSE | FALSE | 0 | 0 | TRUE | TRUE | FALSE | FALSE | 0 | 0 | #N/A | #N/A | #N/A | 0 | 0 | 0 | 0 | 0 | 0 | 0 | 0 | #N/A | 100000 | #N/A | 100000 | #N/A | 0 | #N/A | 0 | #N/A | 0.005307 | #N/A | 0.005307 | [22 empty] | 122 | #N/A | #N/A | #N/A | #N/A | #N/A | #N/A | 0 | #VALUE! | 122 | 0 | #N/A | 0 | N/A | 0 | N/A |  | 122 | 0 | #N/A | #N/A | #N/A | #N/A | 0 | 0
[6 empty] | 123 | [27 empty] | 0 | 0 | 0 | 0 |  | 0 | 0 |  | TRUE | 0 | 0 | 0 | FALSE | +00 | +00 | TRUE | TRUE | FALSE | FALSE | 0 | 0 | TRUE | TRUE | FALSE | FALSE | 0 | 0 | #N/A | #N/A | #N/A | 0 | 0 | 0 | 0 | 0 | 0 | 0 | 0 | #N/A | 100000 | #N/A | 100000 | #N/A | 0 | #N/A | 0 | #N/A | 0.005307 | #N/A | 0.005307 | [22 empty] | 123 | #N/A | #N/A | #N/A | #N/A | #N/A | #N/A | 0 | #VALUE! | 123 | 0 | #N/A | 0 | N/A | 0 | N/A |  | 123 | 0 | #N/A | #N/A | #N/A | #N/A | 0 | 0
[6 empty] | 124 | [27 empty] | 0 | 0 | 0 | 0 |  | 0 | 0 |  | TRUE | 0 | 0 | 0 | FALSE | +00 | +00 | TRUE | TRUE | FALSE | FALSE | 0 | 0 | TRUE | TRUE | FALSE | FALSE | 0 | 0 | #N/A | #N/A | #N/A | 0 | 0 | 0 | 0 | 0 | 0 | 0 | 0 | #N/A | 100000 | #N/A | 100000 | #N/A | 0 | #N/A | 0 | #N/A | 0.005307 | #N/A | 0.005307 | [22 empty] | 124 | #N/A | #N/A | #N/A | #N/A | #N/A | #N/A | 0 | #VALUE! | 124 | 0 | #N/A | 0 | N/A | 0 | N/A |  | 124 | 0 | #N/A | #N/A | #N/A | #N/A | 0 | 0
[6 empty] | 125 | [27 empty] | 0 | 0 | 0 | 0 |  | 0 | 0 |  | TRUE | 0 | 0 | 0 | FALSE | +00 | +00 | TRUE | TRUE | FALSE | FALSE | 0 | 0 | TRUE | TRUE | FALSE | FALSE | 0 | 0 | #N/A | #N/A | #N/A | 0 | 0 | 0 | 0 | 0 | 0 | 0 | 0 | #N/A | 100000 | #N/A | 100000 | #N/A | 0 | #N/A | 0 | #N/A | 0.005307 | #N/A | 0.005307 | [22 empty] | 125 | #N/A | #N/A | #N/A | #N/A | #N/A | #N/A | 0 | #VALUE! | 125 | 0 | #N/A | 0 | N/A | 0 | N/A |  | 125 | 0 | #N/A | #N/A | #N/A | #N/A | 0 | 0
[6 empty] | 126 | [27 empty] | 0 | 0 | 0 | 0 |  | 0 | 0 |  | TRUE | 0 | 0 | 0 | FALSE | +00 | +00 | TRUE | TRUE | FALSE | FALSE | 0 | 0 | TRUE | TRUE | FALSE | FALSE | 0 | 0 | #N/A | #N/A | #N/A | 0 | 0 | 0 | 0 | 0 | 0 | 0 | 0 | #N/A | 100000 | #N/A | 100000 | #N/A | 0 | #N/A | 0 | #N/A | 0.005307 | #N/A | 0.005307 | [22 empty] | 126 | #N/A | #N/A | #N/A | #N/A | #N/A | #N/A | 0 | #VALUE! | 126 | 0 | #N/A | 0 | N/A | 0 | N/A |  | 126 | 0 | #N/A | #N/A | #N/A | #N/A | 0 | 0
[6 empty] | 127 | [27 empty] | 0 | 0 | 0 | 0 |  | 0 | 0 |  | TRUE | 0 | 0 | 0 | FALSE | +00 | +00 | TRUE | TRUE | FALSE | FALSE | 0 | 0 | TRUE | TRUE | FALSE | FALSE | 0 | 0 | #N/A | #N/A | #N/A | 0 | 0 | 0 | 0 | 0 | 0 | 0 | 0 | #N/A | 100000 | #N/A | 100000 | #N/A | 0 | #N/A | 0 | #N/A | 0.005307 | #N/A | 0.005307 | [22 empty] | 127 | #N/A | #N/A | #N/A | #N/A | #N/A | #N/A | 0 | #VALUE! | 127 | 0 | #N/A | 0 | N/A | 0 | N/A |  | 127 | 0 | #N/A | #N/A | #N/A | #N/A | 0 | 0
[6 empty] | 128 | [27 empty] | 0 | 0 | 0 | 0 |  | 0 | 0 |  | TRUE | 0 | 0 | 0 | FALSE | +00 | +00 | TRUE | TRUE | FALSE | FALSE | 0 | 0 | TRUE | TRUE | FALSE | FALSE | 0 | 0 | #N/A | #N/A | #N/A | 0 | 0 | 0 | 0 | 0 | 0 | 0 | 0 | #N/A | 100000 | #N/A | 100000 | #N/A | 0 | #N/A | 0 | #N/A | 0.005307 | #N/A | 0.005307 | [22 empty] | 128 | #N/A | #N/A | #N/A | #N/A | #N/A | #N/A | 0 | #VALUE! | 128 | 0 | #N/A | 0 | N/A | 0 | N/A |  | 128 | 0 | #N/A | #N/A | #N/A | #N/A | 0 | 0
[6 empty] | 129 | [27 empty] | 0 | 0 | 0 | 0 |  | 0 | 0 |  | TRUE | 0 | 0 | 0 | FALSE | +00 | +00 | TRUE | TRUE | FALSE | FALSE | 0 | 0 | TRUE | TRUE | FALSE | FALSE | 0 | 0 | #N/A | #N/A | #N/A | 0 | 0 | 0 | 0 | 0 | 0 | 0 | 0 | #N/A | 100000 | #N/A | 100000 | #N/A | 0 | #N/A | 0 | #N/A | 0.005307 | #N/A | 0.005307 | [22 empty] | 129 | #N/A | #N/A | #N/A | #N/A | #N/A | #N/A | 0 | #VALUE! | 129 | 0 | #N/A | 0 | N/A | 0 | N/A |  | 129 | 0 | #N/A | #N/A | #N/A | #N/A | 0 | 0
[6 empty] | 130 | [27 empty] | 0 | 0 | 0 | 0 |  | 0 | 0 |  | TRUE | 0 | 0 | 0 | FALSE | +00 | +00 | TRUE | TRUE | FALSE | FALSE | 0 | 0 | TRUE | TRUE | FALSE | FALSE | 0 | 0 | #N/A | #N/A | #N/A | 0 | 0 | 0 | 0 | 0 | 0 | 0 | 0 | #N/A | 100000 | #N/A | 100000 | #N/A | 0 | #N/A | 0 | #N/A | 0.005307 | #N/A | 0.005307 | [22 empty] | 130 | #N/A | #N/A | #N/A | #N/A | #N/A | #N/A | 0 | #VALUE! | 130 | 0 | #N/A | 0 | N/A | 0 | N/A |  | 130 | 0 | #N/A | #N/A | #N/A | #N/A | 0 | 0
[6 empty] | 131 | [27 empty] | 0 | 0 | 0 | 0 |  | 0 | 0 |  | TRUE | 0 | 0 | 0 | FALSE | +00 | +00 | TRUE | TRUE | FALSE | FALSE | 0 | 0 | TRUE | TRUE | FALSE | FALSE | 0 | 0 | #N/A | #N/A | #N/A | 0 | 0 | 0 | 0 | 0 | 0 | 0 | 0 | #N/A | 100000 | #N/A | 100000 | #N/A | 0 | #N/A | 0 | #N/A | 0.005307 | #N/A | 0.005307 | [22 empty] | 131 | #N/A | #N/A | #N/A | #N/A | #N/A | #N/A | 0 | #VALUE! | 131 | 0 | #N/A | 0 | N/A | 0 | N/A |  | 131 | 0 | #N/A | #N/A | #N/A | #N/A | 0 | 0
[6 empty] | 132 | [27 empty] | 0 | 0 | 0 | 0 |  | 0 | 0 |  | TRUE | 0 | 0 | 0 | FALSE | +00 | +00 | TRUE | TRUE | FALSE | FALSE | 0 | 0 | TRUE | TRUE | FALSE | FALSE | 0 | 0 | #N/A | #N/A | #N/A | 0 | 0 | 0 | 0 | 0 | 0 | 0 | 0 | #N/A | 100000 | #N/A | 100000 | #N/A | 0 | #N/A | 0 | #N/A | 0.005307 | #N/A | 0.005307 | [22 empty] | 132 | #N/A | #N/A | #N/A | #N/A | #N/A | #N/A | 0 | #VALUE! | 132 | 0 | #N/A | 0 | N/A | 0 | N/A |  | 132 | 0 | #N/A | #N/A | #N/A | #N/A | 0 | 0
[6 empty] | 133 | [27 empty] | 0 | 0 | 0 | 0 |  | 0 | 0 |  | TRUE | 0 | 0 | 0 | FALSE | +00 | +00 | TRUE | TRUE | FALSE | FALSE | 0 | 0 | TRUE | TRUE | FALSE | FALSE | 0 | 0 | #N/A | #N/A | #N/A | 0 | 0 | 0 | 0 | 0 | 0 | 0 | 0 | #N/A | 100000 | #N/A | 100000 | #N/A | 0 | #N/A | 0 | #N/A | 0.005307 | #N/A | 0.005307 | [22 empty] | 133 | #N/A | #N/A | #N/A | #N/A | #N/A | #N/A | 0 | #VALUE! | 133 | 0 | #N/A | 0 | N/A | 0 | N/A |  | 133 | 0 | #N/A | #N/A | #N/A | #N/A | 0 | 0
[6 empty] | 134 | [27 empty] | 0 | 0 | 0 | 0 |  | 0 | 0 |  | TRUE | 0 | 0 | 0 | FALSE | +00 | +00 | TRUE | TRUE | FALSE | FALSE | 0 | 0 | TRUE | TRUE | FALSE | FALSE | 0 | 0 | #N/A | #N/A | #N/A | 0 | 0 | 0 | 0 | 0 | 0 | 0 | 0 | #N/A | 100000 | #N/A | 100000 | #N/A | 0 | #N/A | 0 | #N/A | 0.005307 | #N/A | 0.005307 | [22 empty] | 134 | #N/A | #N/A | #N/A | #N/A | #N/A | #N/A | 0 | #VALUE! | 134 | 0 | #N/A | 0 | N/A | 0 | N/A |  | 134 | 0 | #N/A | #N/A | #N/A | #N/A | 0 | 0
[6 empty] | 135 | [27 empty] | 0 | 0 | 0 | 0 |  | 0 | 0 |  | TRUE | 0 | 0 | 0 | FALSE | +00 | +00 | TRUE | TRUE | FALSE | FALSE | 0 | 0 | TRUE | TRUE | FALSE | FALSE | 0 | 0 | #N/A | #N/A | #N/A | 0 | 0 | 0 | 0 | 0 | 0 | 0 | 0 | #N/A | 100000 | #N/A | 100000 | #N/A | 0 | #N/A | 0 | #N/A | 0.005307 | #N/A | 0.005307 | [22 empty] | 135 | #N/A | #N/A | #N/A | #N/A | #N/A | #N/A | 0 | #VALUE! | 135 | 0 | #N/A | 0 | N/A | 0 | N/A |  | 135 | 0 | #N/A | #N/A | #N/A | #N/A | 0 | 0
[6 empty] | 136 | [27 empty] | 0 | 0 | 0 | 0 |  | 0 | 0 |  | TRUE | 0 | 0 | 0 | FALSE | +00 | +00 | TRUE | TRUE | FALSE | FALSE | 0 | 0 | TRUE | TRUE | FALSE | FALSE | 0 | 0 | #N/A | #N/A | #N/A | 0 | 0 | 0 | 0 | 0 | 0 | 0 | 0 | #N/A | 100000 | #N/A | 100000 | #N/A | 0 | #N/A | 0 | #N/A | 0.005307 | #N/A | 0.005307 | [22 empty] | 136 | #N/A | #N/A | #N/A | #N/A | #N/A | #N/A | 0 | #VALUE! | 136 | 0 | #N/A | 0 | N/A | 0 | N/A |  | 136 | 0 | #N/A | #N/A | #N/A | #N/A | 0 | 0
[6 empty] | 137 | [27 empty] | 0 | 0 | 0 | 0 |  | 0 | 0 |  | TRUE | 0 | 0 | 0 | FALSE | +00 | +00 | TRUE | TRUE | FALSE | FALSE | 0 | 0 | TRUE | TRUE | FALSE | FALSE | 0 | 0 | #N/A | #N/A | #N/A | 0 | 0 | 0 | 0 | 0 | 0 | 0 | 0 | #N/A | 100000 | #N/A | 100000 | #N/A | 0 | #N/A | 0 | #N/A | 0.005307 | #N/A | 0.005307 | [22 empty] | 137 | #N/A | #N/A | #N/A | #N/A | #N/A | #N/A | 0 | #VALUE! | 137 | 0 | #N/A | 0 | N/A | 0 | N/A |  | 137 | 0 | #N/A | #N/A | #N/A | #N/A | 0 | 0
[6 empty] | 138 | [27 empty] | 0 | 0 | 0 | 0 |  | 0 | 0 |  | TRUE | 0 | 0 | 0 | FALSE | +00 | +00 | TRUE | TRUE | FALSE | FALSE | 0 | 0 | TRUE | TRUE | FALSE | FALSE | 0 | 0 | #N/A | #N/A | #N/A | 0 | 0 | 0 | 0 | 0 | 0 | 0 | 0 | #N/A | 100000 | #N/A | 100000 | #N/A | 0 | #N/A | 0 | #N/A | 0.005307 | #N/A | 0.005307 | [22 empty] | 138 | #N/A | #N/A | #N/A | #N/A | #N/A | #N/A | 0 | #VALUE! | 138 | 0 | #N/A | 0 | N/A | 0 | N/A |  | 138 | 0 | #N/A | #N/A | #N/A | #N/A | 0 | 0
[6 empty] | 139 | [27 empty] | 0 | 0 | 0 | 0 |  | 0 | 0 |  | TRUE | 0 | 0 | 0 | FALSE | +00 | +00 | TRUE | TRUE | FALSE | FALSE | 0 | 0 | TRUE | TRUE | FALSE | FALSE | 0 | 0 | #N/A | #N/A | #N/A | 0 | 0 | 0 | 0 | 0 | 0 | 0 | 0 | #N/A | 100000 | #N/A | 100000 | #N/A | 0 | #N/A | 0 | #N/A | 0.005307 | #N/A | 0.005307 | [22 empty] | 139 | #N/A | #N/A | #N/A | #N/A | #N/A | #N/A | 0 | #VALUE! | 139 | 0 | #N/A | 0 | N/A | 0 | N/A |  | 139 | 0 | #N/A | #N/A | #N/A | #N/A | 0 | 0
[6 empty] | 140 | [27 empty] | 0 | 0 | 0 | 0 |  | 0 | 0 |  | TRUE | 0 | 0 | 0 | FALSE | +00 | +00 | TRUE | TRUE | FALSE | FALSE | 0 | 0 | TRUE | TRUE | FALSE | FALSE | 0 | 0 | #N/A | #N/A | #N/A | 0 | 0 | 0 | 0 | 0 | 0 | 0 | 0 | #N/A | 100000 | #N/A | 100000 | #N/A | 0 | #N/A | 0 | #N/A | 0.005307 | #N/A | 0.005307 | [22 empty] | 140 | #N/A | #N/A | #N/A | #N/A | #N/A | #N/A | 0 | #VALUE! | 140 | 0 | #N/A | 0 | N/A | 0 | N/A |  | 140 | 0 | #N/A | #N/A | #N/A | #N/A | 0 | 0
[6 empty] | 141 | [27 empty] | 0 | 0 | 0 | 0 |  | 0 | 0 |  | TRUE | 0 | 0 | 0 | FALSE | +00 | +00 | TRUE | TRUE | FALSE | FALSE | 0 | 0 | TRUE | TRUE | FALSE | FALSE | 0 | 0 | #N/A | #N/A | #N/A | 0 | 0 | 0 | 0 | 0 | 0 | 0 | 0 | #N/A | 100000 | #N/A | 100000 | #N/A | 0 | #N/A | 0 | #N/A | 0.005307 | #N/A | 0.005307 | [22 empty] | 141 | #N/A | #N/A | #N/A | #N/A | #N/A | #N/A | 0 | #VALUE! | 141 | 0 | #N/A | 0 | N/A | 0 | N/A |  | 141 | 0 | #N/A | #N/A | #N/A | #N/A | 0 | 0
[6 empty] | 142 | [27 empty] | 0 | 0 | 0 | 0 |  | 0 | 0 |  | TRUE | 0 | 0 | 0 | FALSE | +00 | +00 | TRUE | TRUE | FALSE | FALSE | 0 | 0 | TRUE | TRUE | FALSE | FALSE | 0 | 0 | #N/A | #N/A | #N/A | 0 | 0 | 0 | 0 | 0 | 0 | 0 | 0 | #N/A | 100000 | #N/A | 100000 | #N/A | 0 | #N/A | 0 | #N/A | 0.005307 | #N/A | 0.005307 | [22 empty] | 142 | #N/A | #N/A | #N/A | #N/A | #N/A | #N/A | 0 | #VALUE! | 142 | 0 | #N/A | 0 | N/A | 0 | N/A |  | 142 | 0 | #N/A | #N/A | #N/A | #N/A | 0 | 0
[6 empty] | 143 | [27 empty] | 0 | 0 | 0 | 0 |  | 0 | 0 |  | TRUE | 0 | 0 | 0 | FALSE | +00 | +00 | TRUE | TRUE | FALSE | FALSE | 0 | 0 | TRUE | TRUE | FALSE | FALSE | 0 | 0 | #N/A | #N/A | #N/A | 0 | 0 | 0 | 0 | 0 | 0 | 0 | 0 | #N/A | 100000 | #N/A | 100000 | #N/A | 0 | #N/A | 0 | #N/A | 0.005307 | #N/A | 0.005307 | [22 empty] | 143 | #N/A | #N/A | #N/A | #N/A | #N/A | #N/A | 0 | #VALUE! | 143 | 0 | #N/A | 0 | N/A | 0 | N/A |  | 143 | 0 | #N/A | #N/A | #N/A | #N/A | 0 | 0
[6 empty] | 144 | [27 empty] | 0 | 0 | 0 | 0 |  | 0 | 0 |  | TRUE | 0 | 0 | 0 | FALSE | +00 | +00 | TRUE | TRUE | FALSE | FALSE | 0 | 0 | TRUE | TRUE | FALSE | FALSE | 0 | 0 | #N/A | #N/A | #N/A | 0 | 0 | 0 | 0 | 0 | 0 | 0 | 0 | #N/A | 100000 | #N/A | 100000 | #N/A | 0 | #N/A | 0 | #N/A | 0.005307 | #N/A | 0.005307 | [22 empty] | 144 | #N/A | #N/A | #N/A | #N/A | #N/A | #N/A | 0 | #VALUE! | 144 | 0 | #N/A | 0 | N/A | 0 | N/A |  | 144 | 0 | #N/A | #N/A | #N/A | #N/A | 0 | 0
[6 empty] | 145 | [27 empty] | 0 | 0 | 0 | 0 |  | 0 | 0 |  | TRUE | 0 | 0 | 0 | FALSE | +00 | +00 | TRUE | TRUE | FALSE | FALSE | 0 | 0 | TRUE | TRUE | FALSE | FALSE | 0 | 0 | #N/A | #N/A | #N/A | 0 | 0 | 0 | 0 | 0 | 0 | 0 | 0 | #N/A | 100000 | #N/A | 100000 | #N/A | 0 | #N/A | 0 | #N/A | 0.005307 | #N/A | 0.005307 | [22 empty] | 145 | #N/A | #N/A | #N/A | #N/A | #N/A | #N/A | 0 | #VALUE! | 145 | 0 | #N/A | 0 | N/A | 0 | N/A |  | 145 | 0 | #N/A | #N/A | #N/A | #N/A | 0 | 0
[6 empty] | 146 | [27 empty] | 0 | 0 | 0 | 0 |  | 0 | 0 |  | TRUE | 0 | 0 | 0 | FALSE | +00 | +00 | TRUE | TRUE | FALSE | FALSE | 0 | 0 | TRUE | TRUE | FALSE | FALSE | 0 | 0 | #N/A | #N/A | #N/A | 0 | 0 | 0 | 0 | 0 | 0 | 0 | 0 | #N/A | 100000 | #N/A | 100000 | #N/A | 0 | #N/A | 0 | #N/A | 0.005307 | #N/A | 0.005307 | [22 empty] | 146 | #N/A | #N/A | #N/A | #N/A | #N/A | #N/A | 0 | #VALUE! | 146 | 0 | #N/A | 0 | N/A | 0 | N/A |  | 146 | 0 | #N/A | #N/A | #N/A | #N/A | 0 | 0
[6 empty] | 147 | [27 empty] | 0 | 0 | 0 | 0 |  | 0 | 0 |  | TRUE | 0 | 0 | 0 | FALSE | +00 | +00 | TRUE | TRUE | FALSE | FALSE | 0 | 0 | TRUE | TRUE | FALSE | FALSE | 0 | 0 | #N/A | #N/A | #N/A | 0 | 0 | 0 | 0 | 0 | 0 | 0 | 0 | #N/A | 100000 | #N/A | 100000 | #N/A | 0 | #N/A | 0 | #N/A | 0.005307 | #N/A | 0.005307 | [22 empty] | 147 | #N/A | #N/A | #N/A | #N/A | #N/A | #N/A | 0 | #VALUE! | 147 | 0 | #N/A | 0 | N/A | 0 | N/A |  | 147 | 0 | #N/A | #N/A | #N/A | #N/A | 0 | 0
[6 empty] | 148 | [27 empty] | 0 | 0 | 0 | 0 |  | 0 | 0 |  | TRUE | 0 | 0 | 0 | FALSE | +00 | +00 | TRUE | TRUE | FALSE | FALSE | 0 | 0 | TRUE | TRUE | FALSE | FALSE | 0 | 0 | #N/A | #N/A | #N/A | 0 | 0 | 0 | 0 | 0 | 0 | 0 | 0 | #N/A | 100000 | #N/A | 100000 | #N/A | 0 | #N/A | 0 | #N/A | 0.005307 | #N/A | 0.005307 | [22 empty] | 148 | #N/A | #N/A | #N/A | #N/A | #N/A | #N/A | 0 | #VALUE! | 148 | 0 | #N/A | 0 | N/A | 0 | N/A |  | 148 | 0 | #N/A | #N/A | #N/A | #N/A | 0 | 0
[6 empty] | 149 | [27 empty] | 0 | 0 | 0 | 0 |  | 0 | 0 |  | TRUE | 0 | 0 | 0 | FALSE | +00 | +00 | TRUE | TRUE | FALSE | FALSE | 0 | 0 | TRUE | TRUE | FALSE | FALSE | 0 | 0 | #N/A | #N/A | #N/A | 0 | 0 | 0 | 0 | 0 | 0 | 0 | 0 | #N/A | 100000 | #N/A | 100000 | #N/A | 0 | #N/A | 0 | #N/A | 0.005307 | #N/A | 0.005307 | [22 empty] | 149 | #N/A | #N/A | #N/A | #N/A | #N/A | #N/A | 0 | #VALUE! | 149 | 0 | #N/A | 0 | N/A | 0 | N/A |  | 149 | 0 | #N/A | #N/A | #N/A | #N/A | 0 | 0
[6 empty] | 150 | [27 empty] | 0 | 0 | 0 | 0 |  | 0 | 0 |  | TRUE | 0 | 0 | 0 | FALSE | +00 | +00 | TRUE | TRUE | FALSE | FALSE | 0 | 0 | TRUE | TRUE | FALSE | FALSE | 0 | 0 | #N/A | #N/A | #N/A | 0 | 0 | 0 | 0 | 0 | 0 | 0 | 0 | #N/A | 100000 | #N/A | 100000 | #N/A | 0 | #N/A | 0 | #N/A | 0.005307 | #N/A | 0.005307 | [22 empty] | 150 | #N/A | #N/A | #N/A | #N/A | #N/A | #N/A | 0 | #VALUE! | 150 | 0 | #N/A | 0 | N/A | 0 | N/A |  | 150 | 0 | #N/A | #N/A | #N/A | #N/A | 0 | 0
[6 empty] | 151 | [27 empty] | 0 | 0 | 0 | 0 |  | 0 | 0 |  | TRUE | 0 | 0 | 0 | FALSE | +00 | +00 | TRUE | TRUE | FALSE | FALSE | 0 | 0 | TRUE | TRUE | FALSE | FALSE | 0 | 0 | #N/A | #N/A | #N/A | 0 | 0 | 0 | 0 | 0 | 0 | 0 | 0 | #N/A | 100000 | #N/A | 100000 | #N/A | 0 | #N/A | 0 | #N/A | 0.005307 | #N/A | 0.005307 | [22 empty] | 151 | #N/A | #N/A | #N/A | #N/A | #N/A | #N/A | 0 | #VALUE! | 151 | 0 | #N/A | 0 | N/A | 0 | N/A |  | 151 | 0 | #N/A | #N/A | #N/A | #N/A | 0 | 0
[6 empty] | 152 | [27 empty] | 0 | 0 | 0 | 0 |  | 0 | 0 |  | TRUE | 0 | 0 | 0 | FALSE | +00 | +00 | TRUE | TRUE | FALSE | FALSE | 0 | 0 | TRUE | TRUE | FALSE | FALSE | 0 | 0 | #N/A | #N/A | #N/A | 0 | 0 | 0 | 0 | 0 | 0 | 0 | 0 | #N/A | 100000 | #N/A | 100000 | #N/A | 0 | #N/A | 0 | #N/A | 0.005307 | #N/A | 0.005307 | [22 empty] | 152 | #N/A | #N/A | #N/A | #N/A | #N/A | #N/A | 0 | #VALUE! | 152 | 0 | #N/A | 0 | N/A | 0 | N/A |  | 152 | 0 | #N/A | #N/A | #N/A | #N/A | 0 | 0
[6 empty] | 153 | [27 empty] | 0 | 0 | 0 | 0 |  | 0 | 0 |  | TRUE | 0 | 0 | 0 | FALSE | +00 | +00 | TRUE | TRUE | FALSE | FALSE | 0 | 0 | TRUE | TRUE | FALSE | FALSE | 0 | 0 | #N/A | #N/A | #N/A | 0 | 0 | 0 | 0 | 0 | 0 | 0 | 0 | #N/A | 100000 | #N/A | 100000 | #N/A | 0 | #N/A | 0 | #N/A | 0.005307 | #N/A | 0.005307 | [22 empty] | 153 | #N/A | #N/A | #N/A | #N/A | #N/A | #N/A | 0 | #VALUE! | 153 | 0 | #N/A | 0 | N/A | 0 | N/A |  | 153 | 0 | #N/A | #N/A | #N/A | #N/A | 0 | 0
[6 empty] | 154 | [27 empty] | 0 | 0 | 0 | 0 |  | 0 | 0 |  | TRUE | 0 | 0 | 0 | FALSE | +00 | +00 | TRUE | TRUE | FALSE | FALSE | 0 | 0 | TRUE | TRUE | FALSE | FALSE | 0 | 0 | #N/A | #N/A | #N/A | 0 | 0 | 0 | 0 | 0 | 0 | 0 | 0 | #N/A | 100000 | #N/A | 100000 | #N/A | 0 | #N/A | 0 | #N/A | 0.005307 | #N/A | 0.005307 | [22 empty] | 154 | #N/A | #N/A | #N/A | #N/A | #N/A | #N/A | 0 | #VALUE! | 154 | 0 | #N/A | 0 | N/A | 0 | N/A |  | 154 | 0 | #N/A | #N/A | #N/A | #N/A | 0 | 0
[6 empty] | 155 | [27 empty] | 0 | 0 | 0 | 0 |  | 0 | 0 |  | TRUE | 0 | 0 | 0 | FALSE | +00 | +00 | TRUE | TRUE | FALSE | FALSE | 0 | 0 | TRUE | TRUE | FALSE | FALSE | 0 | 0 | #N/A | #N/A | #N/A | 0 | 0 | 0 | 0 | 0 | 0 | 0 | 0 | #N/A | 100000 | #N/A | 100000 | #N/A | 0 | #N/A | 0 | #N/A | 0.005307 | #N/A | 0.005307 | [22 empty] | 155 | #N/A | #N/A | #N/A | #N/A | #N/A | #N/A | 0 | #VALUE! | 155 | 0 | #N/A | 0 | N/A | 0 | N/A |  | 155 | 0 | #N/A | #N/A | #N/A | #N/A | 0 | 0
[6 empty] | 156 | [27 empty] | 0 | 0 | 0 | 0 |  | 0 | 0 |  | TRUE | 0 | 0 | 0 | FALSE | +00 | +00 | TRUE | TRUE | FALSE | FALSE | 0 | 0 | TRUE | TRUE | FALSE | FALSE | 0 | 0 | #N/A | #N/A | #N/A | 0 | 0 | 0 | 0 | 0 | 0 | 0 | 0 | #N/A | 100000 | #N/A | 100000 | #N/A | 0 | #N/A | 0 | #N/A | 0.005307 | #N/A | 0.005307 | [22 empty] | 156 | #N/A | #N/A | #N/A | #N/A | #N/A | #N/A | 0 | #VALUE! | 156 | 0 | #N/A | 0 | N/A | 0 | N/A |  | 156 | 0 | #N/A | #N/A | #N/A | #N/A | 0 | 0
[6 empty] | 157 | [27 empty] | 0 | 0 | 0 | 0 |  | 0 | 0 |  | TRUE | 0 | 0 | 0 | FALSE | +00 | +00 | TRUE | TRUE | FALSE | FALSE | 0 | 0 | TRUE | TRUE | FALSE | FALSE | 0 | 0 | #N/A | #N/A | #N/A | 0 | 0 | 0 | 0 | 0 | 0 | 0 | 0 | #N/A | 100000 | #N/A | 100000 | #N/A | 0 | #N/A | 0 | #N/A | 0.005307 | #N/A | 0.005307 | [22 empty] | 157 | #N/A | #N/A | #N/A | #N/A | #N/A | #N/A | 0 | #VALUE! | 157 | 0 | #N/A | 0 | N/A | 0 | N/A |  | 157 | 0 | #N/A | #N/A | #N/A | #N/A | 0 | 0
[6 empty] | 158 | [27 empty] | 0 | 0 | 0 | 0 |  | 0 | 0 |  | TRUE | 0 | 0 | 0 | FALSE | +00 | +00 | TRUE | TRUE | FALSE | FALSE | 0 | 0 | TRUE | TRUE | FALSE | FALSE | 0 | 0 | #N/A | #N/A | #N/A | 0 | 0 | 0 | 0 | 0 | 0 | 0 | 0 | #N/A | 100000 | #N/A | 100000 | #N/A | 0 | #N/A | 0 | #N/A | 0.005307 | #N/A | 0.005307 | [22 empty] | 158 | #N/A | #N/A | #N/A | #N/A | #N/A | #N/A | 0 | #VALUE! | 158 | 0 | #N/A | 0 | N/A | 0 | N/A |  | 158 | 0 | #N/A | #N/A | #N/A | #N/A | 0 | 0
[6 empty] | 159 | [27 empty] | 0 | 0 | 0 | 0 |  | 0 | 0 |  | TRUE | 0 | 0 | 0 | FALSE | +00 | +00 | TRUE | TRUE | FALSE | FALSE | 0 | 0 | TRUE | TRUE | FALSE | FALSE | 0 | 0 | #N/A | #N/A | #N/A | 0 | 0 | 0 | 0 | 0 | 0 | 0 | 0 | #N/A | 100000 | #N/A | 100000 | #N/A | 0 | #N/A | 0 | #N/A | 0.005307 | #N/A | 0.005307 | [22 empty] | 159 | #N/A | #N/A | #N/A | #N/A | #N/A | #N/A | 0 | #VALUE! | 159 | 0 | #N/A | 0 | N/A | 0 | N/A |  | 159 | 0 | #N/A | #N/A | #N/A | #N/A | 0 | 0
[6 empty] | 160 | [27 empty] | 0 | 0 | 0 | 0 |  | 0 | 0 |  | TRUE | 0 | 0 | 0 | FALSE | +00 | +00 | TRUE | TRUE | FALSE | FALSE | 0 | 0 | TRUE | TRUE | FALSE | FALSE | 0 | 0 | #N/A | #N/A | #N/A | 0 | 0 | 0 | 0 | 0 | 0 | 0 | 0 | #N/A | 100000 | #N/A | 100000 | #N/A | 0 | #N/A | 0 | #N/A | 0.005307 | #N/A | 0.005307 | [22 empty] | 160 | #N/A | #N/A | #N/A | #N/A | #N/A | #N/A | 0 | #VALUE! | 160 | 0 | #N/A | 0 | N/A | 0 | N/A |  | 160 | 0 | #N/A | #N/A | #N/A | #N/A | 0 | 0
[6 empty] | 161 | [27 empty] | 0 | 0 | 0 | 0 |  | 0 | 0 |  | TRUE | 0 | 0 | 0 | FALSE | +00 | +00 | TRUE | TRUE | FALSE | FALSE | 0 | 0 | TRUE | TRUE | FALSE | FALSE | 0 | 0 | #N/A | #N/A | #N/A | 0 | 0 | 0 | 0 | 0 | 0 | 0 | 0 | #N/A | 100000 | #N/A | 100000 | #N/A | 0 | #N/A | 0 | #N/A | 0.005307 | #N/A | 0.005307 | [22 empty] | 161 | #N/A | #N/A | #N/A | #N/A | #N/A | #N/A | 0 | #VALUE! | 161 | 0 | #N/A | 0 | N/A | 0 | N/A |  | 161 | 0 | #N/A | #N/A | #N/A | #N/A | 0 | 0
[6 empty] | 162 | [27 empty] | 0 | 0 | 0 | 0 |  | 0 | 0 |  | TRUE | 0 | 0 | 0 | FALSE | +00 | +00 | TRUE | TRUE | FALSE | FALSE | 0 | 0 | TRUE | TRUE | FALSE | FALSE | 0 | 0 | #N/A | #N/A | #N/A | 0 | 0 | 0 | 0 | 0 | 0 | 0 | 0 | #N/A | 100000 | #N/A | 100000 | #N/A | 0 | #N/A | 0 | #N/A | 0.005307 | #N/A | 0.005307 | [22 empty] | 162 | #N/A | #N/A | #N/A | #N/A | #N/A | #N/A | 0 | #VALUE! | 162 | 0 | #N/A | 0 | N/A | 0 | N/A |  | 162 | 0 | #N/A | #N/A | #N/A | #N/A | 0 | 0
[6 empty] | 163 | [27 empty] | 0 | 0 | 0 | 0 |  | 0 | 0 |  | TRUE | 0 | 0 | 0 | FALSE | +00 | +00 | TRUE | TRUE | FALSE | FALSE | 0 | 0 | TRUE | TRUE | FALSE | FALSE | 0 | 0 | #N/A | #N/A | #N/A | 0 | 0 | 0 | 0 | 0 | 0 | 0 | 0 | #N/A | 100000 | #N/A | 100000 | #N/A | 0 | #N/A | 0 | #N/A | 0.005307 | #N/A | 0.005307 | [22 empty] | 163 | #N/A | #N/A | #N/A | #N/A | #N/A | #N/A | 0 | #VALUE! | 163 | 0 | #N/A | 0 | N/A | 0 | N/A |  | 163 | 0 | #N/A | #N/A | #N/A | #N/A | 0 | 0
[6 empty] | 164 | [27 empty] | 0 | 0 | 0 | 0 |  | 0 | 0 |  | TRUE | 0 | 0 | 0 | FALSE | +00 | +00 | TRUE | TRUE | FALSE | FALSE | 0 | 0 | TRUE | TRUE | FALSE | FALSE | 0 | 0 | #N/A | #N/A | #N/A | 0 | 0 | 0 | 0 | 0 | 0 | 0 | 0 | #N/A | 100000 | #N/A | 100000 | #N/A | 0 | #N/A | 0 | #N/A | 0.005307 | #N/A | 0.005307 | [22 empty] | 164 | #N/A | #N/A | #N/A | #N/A | #N/A | #N/A | 0 | #VALUE! | 164 | 0 | #N/A | 0 | N/A | 0 | N/A |  | 164 | 0 | #N/A | #N/A | #N/A | #N/A | 0 | 0
[6 empty] | 165 | [27 empty] | 0 | 0 | 0 | 0 |  | 0 | 0 |  | TRUE | 0 | 0 | 0 | FALSE | +00 | +00 | TRUE | TRUE | FALSE | FALSE | 0 | 0 | TRUE | TRUE | FALSE | FALSE | 0 | 0 | #N/A | #N/A | #N/A | 0 | 0 | 0 | 0 | 0 | 0 | 0 | 0 | #N/A | 100000 | #N/A | 100000 | #N/A | 0 | #N/A | 0 | #N/A | 0.005307 | #N/A | 0.005307 | [22 empty] | 165 | #N/A | #N/A | #N/A | #N/A | #N/A | #N/A | 0 | #VALUE! | 165 | 0 | #N/A | 0 | N/A | 0 | N/A |  | 165 | 0 | #N/A | #N/A | #N/A | #N/A | 0 | 0
[6 empty] | 166 | [27 empty] | 0 | 0 | 0 | 0 |  | 0 | 0 |  | TRUE | 0 | 0 | 0 | FALSE | +00 | +00 | TRUE | TRUE | FALSE | FALSE | 0 | 0 | TRUE | TRUE | FALSE | FALSE | 0 | 0 | #N/A | #N/A | #N/A | 0 | 0 | 0 | 0 | 0 | 0 | 0 | 0 | #N/A | 100000 | #N/A | 100000 | #N/A | 0 | #N/A | 0 | #N/A | 0.005307 | #N/A | 0.005307 | [22 empty] | 166 | #N/A | #N/A | #N/A | #N/A | #N/A | #N/A | 0 | #VALUE! | 166 | 0 | #N/A | 0 | N/A | 0 | N/A |  | 166 | 0 | #N/A | #N/A | #N/A | #N/A | 0 | 0
[6 empty] | 167 | [27 empty] | 0 | 0 | 0 | 0 |  | 0 | 0 |  | TRUE | 0 | 0 | 0 | FALSE | +00 | +00 | TRUE | TRUE | FALSE | FALSE | 0 | 0 | TRUE | TRUE | FALSE | FALSE | 0 | 0 | #N/A | #N/A | #N/A | 0 | 0 | 0 | 0 | 0 | 0 | 0 | 0 | #N/A | 100000 | #N/A | 100000 | #N/A | 0 | #N/A | 0 | #N/A | 0.005307 | #N/A | 0.005307 | [22 empty] | 167 | #N/A | #N/A | #N/A | #N/A | #N/A | #N/A | 0 | #VALUE! | 167 | 0 | #N/A | 0 | N/A | 0 | N/A |  | 167 | 0 | #N/A | #N/A | #N/A | #N/A | 0 | 0
[6 empty] | 168 | [27 empty] | 0 | 0 | 0 | 0 |  | 0 | 0 |  | TRUE | 0 | 0 | 0 | FALSE | +00 | +00 | TRUE | TRUE | FALSE | FALSE | 0 | 0 | TRUE | TRUE | FALSE | FALSE | 0 | 0 | #N/A | #N/A | #N/A | 0 | 0 | 0 | 0 | 0 | 0 | 0 | 0 | #N/A | 100000 | #N/A | 100000 | #N/A | 0 | #N/A | 0 | #N/A | 0.005307 | #N/A | 0.005307 | [22 empty] | 168 | #N/A | #N/A | #N/A | #N/A | #N/A | #N/A | 0 | #VALUE! | 168 | 0 | #N/A | 0 | N/A | 0 | N/A |  | 168 | 0 | #N/A | #N/A | #N/A | #N/A | 0 | 0
[6 empty] | 169 | [27 empty] | 0 | 0 | 0 | 0 |  | 0 | 0 |  | TRUE | 0 | 0 | 0 | FALSE | +00 | +00 | TRUE | TRUE | FALSE | FALSE | 0 | 0 | TRUE | TRUE | FALSE | FALSE | 0 | 0 | #N/A | #N/A | #N/A | 0 | 0 | 0 | 0 | 0 | 0 | 0 | 0 | #N/A | 100000 | #N/A | 100000 | #N/A | 0 | #N/A | 0 | #N/A | 0.005307 | #N/A | 0.005307 | [22 empty] | 169 | #N/A | #N/A | #N/A | #N/A | #N/A | #N/A | 0 | #VALUE! | 169 | 0 | #N/A | 0 | N/A | 0 | N/A |  | 169 | 0 | #N/A | #N/A | #N/A | #N/A | 0 | 0
[6 empty] | 170 | [27 empty] | 0 | 0 | 0 | 0 |  | 0 | 0 |  | TRUE | 0 | 0 | 0 | FALSE | +00 | +00 | TRUE | TRUE | FALSE | FALSE | 0 | 0 | TRUE | TRUE | FALSE | FALSE | 0 | 0 | #N/A | #N/A | #N/A | 0 | 0 | 0 | 0 | 0 | 0 | 0 | 0 | #N/A | 100000 | #N/A | 100000 | #N/A | 0 | #N/A | 0 | #N/A | 0.005307 | #N/A | 0.005307 | [22 empty] | 170 | #N/A | #N/A | #N/A | #N/A | #N/A | #N/A | 0 | #VALUE! | 170 | 0 | #N/A | 0 | N/A | 0 | N/A |  | 170 | 0 | #N/A | #N/A | #N/A | #N/A | 0 | 0
[6 empty] | 171 | [27 empty] | 0 | 0 | 0 | 0 |  | 0 | 0 |  | TRUE | 0 | 0 | 0 | FALSE | +00 | +00 | TRUE | TRUE | FALSE | FALSE | 0 | 0 | TRUE | TRUE | FALSE | FALSE | 0 | 0 | #N/A | #N/A | #N/A | 0 | 0 | 0 | 0 | 0 | 0 | 0 | 0 | #N/A | 100000 | #N/A | 100000 | #N/A | 0 | #N/A | 0 | #N/A | 0.005307 | #N/A | 0.005307 | [22 empty] | 171 | #N/A | #N/A | #N/A | #N/A | #N/A | #N/A | 0 | #VALUE! | 171 | 0 | #N/A | 0 | N/A | 0 | N/A |  | 171 | 0 | #N/A | #N/A | #N/A | #N/A | 0 | 0
[6 empty] | 172 | [27 empty] | 0 | 0 | 0 | 0 |  | 0 | 0 |  | TRUE | 0 | 0 | 0 | FALSE | +00 | +00 | TRUE | TRUE | FALSE | FALSE | 0 | 0 | TRUE | TRUE | FALSE | FALSE | 0 | 0 | #N/A | #N/A | #N/A | 0 | 0 | 0 | 0 | 0 | 0 | 0 | 0 | #N/A | 100000 | #N/A | 100000 | #N/A | 0 | #N/A | 0 | #N/A | 0.005307 | #N/A | 0.005307 | [22 empty] | 172 | #N/A | #N/A | #N/A | #N/A | #N/A | #N/A | 0 | #VALUE! | 172 | 0 | #N/A | 0 | N/A | 0 | N/A |  | 172 | 0 | #N/A | #N/A | #N/A | #N/A | 0 | 0
[6 empty] | 173 | [27 empty] | 0 | 0 | 0 | 0 |  | 0 | 0 |  | TRUE | 0 | 0 | 0 | FALSE | +00 | +00 | TRUE | TRUE | FALSE | FALSE | 0 | 0 | TRUE | TRUE | FALSE | FALSE | 0 | 0 | #N/A | #N/A | #N/A | 0 | 0 | 0 | 0 | 0 | 0 | 0 | 0 | #N/A | 100000 | #N/A | 100000 | #N/A | 0 | #N/A | 0 | #N/A | 0.005307 | #N/A | 0.005307 | [22 empty] | 173 | #N/A | #N/A | #N/A | #N/A | #N/A | #N/A | 0 | #VALUE! | 173 | 0 | #N/A | 0 | N/A | 0 | N/A |  | 173 | 0 | #N/A | #N/A | #N/A | #N/A | 0 | 0
[6 empty] | 174 | [27 empty] | 0 | 0 | 0 | 0 |  | 0 | 0 |  | TRUE | 0 | 0 | 0 | FALSE | +00 | +00 | TRUE | TRUE | FALSE | FALSE | 0 | 0 | TRUE | TRUE | FALSE | FALSE | 0 | 0 | #N/A | #N/A | #N/A | 0 | 0 | 0 | 0 | 0 | 0 | 0 | 0 | #N/A | 100000 | #N/A | 100000 | #N/A | 0 | #N/A | 0 | #N/A | 0.005307 | #N/A | 0.005307 | [22 empty] | 174 | #N/A | #N/A | #N/A | #N/A | #N/A | #N/A | 0 | #VALUE! | 174 | 0 | #N/A | 0 | N/A | 0 | N/A |  | 174 | 0 | #N/A | #N/A | #N/A | #N/A | 0 | 0
[6 empty] | 175 | [27 empty] | 0 | 0 | 0 | 0 |  | 0 | 0 |  | TRUE | 0 | 0 | 0 | FALSE | +00 | +00 | TRUE | TRUE | FALSE | FALSE | 0 | 0 | TRUE | TRUE | FALSE | FALSE | 0 | 0 | #N/A | #N/A | #N/A | 0 | 0 | 0 | 0 | 0 | 0 | 0 | 0 | #N/A | 100000 | #N/A | 100000 | #N/A | 0 | #N/A | 0 | #N/A | 0.005307 | #N/A | 0.005307 | [22 empty] | 175 | #N/A | #N/A | #N/A | #N/A | #N/A | #N/A | 0 | #VALUE! | 175 | 0 | #N/A | 0 | N/A | 0 | N/A |  | 175 | 0 | #N/A | #N/A | #N/A | #N/A | 0 | 0
[6 empty] | 176 | [27 empty] | 0 | 0 | 0 | 0 |  | 0 | 0 |  | TRUE | 0 | 0 | 0 | FALSE | +00 | +00 | TRUE | TRUE | FALSE | FALSE | 0 | 0 | TRUE | TRUE | FALSE | FALSE | 0 | 0 | #N/A | #N/A | #N/A | 0 | 0 | 0 | 0 | 0 | 0 | 0 | 0 | #N/A | 100000 | #N/A | 100000 | #N/A | 0 | #N/A | 0 | #N/A | 0.005307 | #N/A | 0.005307 | [22 empty] | 176 | #N/A | #N/A | #N/A | #N/A | #N/A | #N/A | 0 | #VALUE! | 176 | 0 | #N/A | 0 | N/A | 0 | N/A |  | 176 | 0 | #N/A | #N/A | #N/A | #N/A | 0 | 0
[6 empty] | 177 | [27 empty] | 0 | 0 | 0 | 0 |  | 0 | 0 |  | TRUE | 0 | 0 | 0 | FALSE | +00 | +00 | TRUE | TRUE | FALSE | FALSE | 0 | 0 | TRUE | TRUE | FALSE | FALSE | 0 | 0 | #N/A | #N/A | #N/A | 0 | 0 | 0 | 0 | 0 | 0 | 0 | 0 | #N/A | 100000 | #N/A | 100000 | #N/A | 0 | #N/A | 0 | #N/A | 0.005307 | #N/A | 0.005307 | [22 empty] | 177 | #N/A | #N/A | #N/A | #N/A | #N/A | #N/A | 0 | #VALUE! | 177 | 0 | #N/A | 0 | N/A | 0 | N/A |  | 177 | 0 | #N/A | #N/A | #N/A | #N/A | 0 | 0
[6 empty] | 178 | [27 empty] | 0 | 0 | 0 | 0 |  | 0 | 0 |  | TRUE | 0 | 0 | 0 | FALSE | +00 | +00 | TRUE | TRUE | FALSE | FALSE | 0 | 0 | TRUE | TRUE | FALSE | FALSE | 0 | 0 | #N/A | #N/A | #N/A | 0 | 0 | 0 | 0 | 0 | 0 | 0 | 0 | #N/A | 100000 | #N/A | 100000 | #N/A | 0 | #N/A | 0 | #N/A | 0.005307 | #N/A | 0.005307 | [22 empty] | 178 | #N/A | #N/A | #N/A | #N/A | #N/A | #N/A | 0 | #VALUE! | 178 | 0 | #N/A | 0 | N/A | 0 | N/A |  | 178 | 0 | #N/A | #N/A | #N/A | #N/A | 0 | 0
[6 empty] | 179 | [27 empty] | 0 | 0 | 0 | 0 |  | 0 | 0 |  | TRUE | 0 | 0 | 0 | FALSE | +00 | +00 | TRUE | TRUE | FALSE | FALSE | 0 | 0 | TRUE | TRUE | FALSE | FALSE | 0 | 0 | #N/A | #N/A | #N/A | 0 | 0 | 0 | 0 | 0 | 0 | 0 | 0 | #N/A | 100000 | #N/A | 100000 | #N/A | 0 | #N/A | 0 | #N/A | 0.005307 | #N/A | 0.005307 | [22 empty] | 179 | #N/A | #N/A | #N/A | #N/A | #N/A | #N/A | 0 | #VALUE! | 179 | 0 | #N/A | 0 | N/A | 0 | N/A |  | 179 | 0 | #N/A | #N/A | #N/A | #N/A | 0 | 0
[6 empty] | 180 | [27 empty] | 0 | 0 | 0 | 0 |  | 0 | 0 |  | TRUE | 0 | 0 | 0 | FALSE | +00 | +00 | TRUE | TRUE | FALSE | FALSE | 0 | 0 | TRUE | TRUE | FALSE | FALSE | 0 | 0 | #N/A | #N/A | #N/A | 0 | 0 | 0 | 0 | 0 | 0 | 0 | 0 | #N/A | 100000 | #N/A | 100000 | #N/A | 0 | #N/A | 0 | #N/A | 0.005307 | #N/A | 0.005307 | [22 empty] | 180 | #N/A | #N/A | #N/A | #N/A | #N/A | #N/A | 0 | #VALUE! | 180 | 0 | #N/A | 0 | N/A | 0 | N/A |  | 180 | 0 | #N/A | #N/A | #N/A | #N/A | 0 | 0
[6 empty] | 181 | [27 empty] | 0 | 0 | 0 | 0 |  | 0 | 0 |  | TRUE | 0 | 0 | 0 | FALSE | +00 | +00 | TRUE | TRUE | FALSE | FALSE | 0 | 0 | TRUE | TRUE | FALSE | FALSE | 0 | 0 | #N/A | #N/A | #N/A | 0 | 0 | 0 | 0 | 0 | 0 | 0 | 0 | #N/A | 100000 | #N/A | 100000 | #N/A | 0 | #N/A | 0 | #N/A | 0.005307 | #N/A | 0.005307 | [22 empty] | 181 | #N/A | #N/A | #N/A | #N/A | #N/A | #N/A | 0 | #VALUE! | 181 | 0 | #N/A | 0 | N/A | 0 | N/A |  | 181 | 0 | #N/A | #N/A | #N/A | #N/A | 0 | 0
[6 empty] | 182 | [27 empty] | 0 | 0 | 0 | 0 |  | 0 | 0 |  | TRUE | 0 | 0 | 0 | FALSE | +00 | +00 | TRUE | TRUE | FALSE | FALSE | 0 | 0 | TRUE | TRUE | FALSE | FALSE | 0 | 0 | #N/A | #N/A | #N/A | 0 | 0 | 0 | 0 | 0 | 0 | 0 | 0 | #N/A | 100000 | #N/A | 100000 | #N/A | 0 | #N/A | 0 | #N/A | 0.005307 | #N/A | 0.005307 | [22 empty] | 182 | #N/A | #N/A | #N/A | #N/A | #N/A | #N/A | 0 | #VALUE! | 182 | 0 | #N/A | 0 | N/A | 0 | N/A |  | 182 | 0 | #N/A | #N/A | #N/A | #N/A | 0 | 0
[6 empty] | 183 | [27 empty] | 0 | 0 | 0 | 0 |  | 0 | 0 |  | TRUE | 0 | 0 | 0 | FALSE | +00 | +00 | TRUE | TRUE | FALSE | FALSE | 0 | 0 | TRUE | TRUE | FALSE | FALSE | 0 | 0 | #N/A | #N/A | #N/A | 0 | 0 | 0 | 0 | 0 | 0 | 0 | 0 | #N/A | 100000 | #N/A | 100000 | #N/A | 0 | #N/A | 0 | #N/A | 0.005307 | #N/A | 0.005307 | [22 empty] | 183 | #N/A | #N/A | #N/A | #N/A | #N/A | #N/A | 0 | #VALUE! | 183 | 0 | #N/A | 0 | N/A | 0 | N/A |  | 183 | 0 | #N/A | #N/A | #N/A | #N/A | 0 | 0
[6 empty] | 184 | [27 empty] | 0 | 0 | 0 | 0 |  | 0 | 0 |  | TRUE | 0 | 0 | 0 | FALSE | +00 | +00 | TRUE | TRUE | FALSE | FALSE | 0 | 0 | TRUE | TRUE | FALSE | FALSE | 0 | 0 | #N/A | #N/A | #N/A | 0 | 0 | 0 | 0 | 0 | 0 | 0 | 0 | #N/A | 100000 | #N/A | 100000 | #N/A | 0 | #N/A | 0 | #N/A | 0.005307 | #N/A | 0.005307 | [22 empty] | 184 | #N/A | #N/A | #N/A | #N/A | #N/A | #N/A | 0 | #VALUE! | 184 | 0 | #N/A | 0 | N/A | 0 | N/A |  | 184 | 0 | #N/A | #N/A | #N/A | #N/A | 0 | 0
[6 empty] | 185 | [27 empty] | 0 | 0 | 0 | 0 |  | 0 | 0 |  | TRUE | 0 | 0 | 0 | FALSE | +00 | +00 | TRUE | TRUE | FALSE | FALSE | 0 | 0 | TRUE | TRUE | FALSE | FALSE | 0 | 0 | #N/A | #N/A | #N/A | 0 | 0 | 0 | 0 | 0 | 0 | 0 | 0 | #N/A | 100000 | #N/A | 100000 | #N/A | 0 | #N/A | 0 | #N/A | 0.005307 | #N/A | 0.005307 | [22 empty] | 185 | #N/A | #N/A | #N/A | #N/A | #N/A | #N/A | 0 | #VALUE! | 185 | 0 | #N/A | 0 | N/A | 0 | N/A |  | 185 | 0 | #N/A | #N/A | #N/A | #N/A | 0 | 0
[6 empty] | 186 | [27 empty] | 0 | 0 | 0 | 0 |  | 0 | 0 |  | TRUE | 0 | 0 | 0 | FALSE | +00 | +00 | TRUE | TRUE | FALSE | FALSE | 0 | 0 | TRUE | TRUE | FALSE | FALSE | 0 | 0 | #N/A | #N/A | #N/A | 0 | 0 | 0 | 0 | 0 | 0 | 0 | 0 | #N/A | 100000 | #N/A | 100000 | #N/A | 0 | #N/A | 0 | #N/A | 0.005307 | #N/A | 0.005307 | [22 empty] | 186 | #N/A | #N/A | #N/A | #N/A | #N/A | #N/A | 0 | #VALUE! | 186 | 0 | #N/A | 0 | N/A | 0 | N/A |  | 186 | 0 | #N/A | #N/A | #N/A | #N/A | 0 | 0
[6 empty] | 187 | [27 empty] | 0 | 0 | 0 | 0 |  | 0 | 0 |  | TRUE | 0 | 0 | 0 | FALSE | +00 | +00 | TRUE | TRUE | FALSE | FALSE | 0 | 0 | TRUE | TRUE | FALSE | FALSE | 0 | 0 | #N/A | #N/A | #N/A | 0 | 0 | 0 | 0 | 0 | 0 | 0 | 0 | #N/A | 100000 | #N/A | 100000 | #N/A | 0 | #N/A | 0 | #N/A | 0.005307 | #N/A | 0.005307 | [22 empty] | 187 | #N/A | #N/A | #N/A | #N/A | #N/A | #N/A | 0 | #VALUE! | 187 | 0 | #N/A | 0 | N/A | 0 | N/A |  | 187 | 0 | #N/A | #N/A | #N/A | #N/A | 0 | 0
[6 empty] | 188 | [27 empty] | 0 | 0 | 0 | 0 |  | 0 | 0 |  | TRUE | 0 | 0 | 0 | FALSE | +00 | +00 | TRUE | TRUE | FALSE | FALSE | 0 | 0 | TRUE | TRUE | FALSE | FALSE | 0 | 0 | #N/A | #N/A | #N/A | 0 | 0 | 0 | 0 | 0 | 0 | 0 | 0 | #N/A | 100000 | #N/A | 100000 | #N/A | 0 | #N/A | 0 | #N/A | 0.005307 | #N/A | 0.005307 | [22 empty] | 188 | #N/A | #N/A | #N/A | #N/A | #N/A | #N/A | 0 | #VALUE! | 188 | 0 | #N/A | 0 | N/A | 0 | N/A |  | 188 | 0 | #N/A | #N/A | #N/A | #N/A | 0 | 0
[6 empty] | 189 | [27 empty] | 0 | 0 | 0 | 0 |  | 0 | 0 |  | TRUE | 0 | 0 | 0 | FALSE | +00 | +00 | TRUE | TRUE | FALSE | FALSE | 0 | 0 | TRUE | TRUE | FALSE | FALSE | 0 | 0 | #N/A | #N/A | #N/A | 0 | 0 | 0 | 0 | 0 | 0 | 0 | 0 | #N/A | 100000 | #N/A | 100000 | #N/A | 0 | #N/A | 0 | #N/A | 0.005307 | #N/A | 0.005307 | [22 empty] | 189 | #N/A | #N/A | #N/A | #N/A | #N/A | #N/A | 0 | #VALUE! | 189 | 0 | #N/A | 0 | N/A | 0 | N/A |  | 189 | 0 | #N/A | #N/A | #N/A | #N/A | 0 | 0
[6 empty] | 190 | [27 empty] | 0 | 0 | 0 | 0 |  | 0 | 0 |  | TRUE | 0 | 0 | 0 | FALSE | +00 | +00 | TRUE | TRUE | FALSE | FALSE | 0 | 0 | TRUE | TRUE | FALSE | FALSE | 0 | 0 | #N/A | #N/A | #N/A | 0 | 0 | 0 | 0 | 0 | 0 | 0 | 0 | #N/A | 100000 | #N/A | 100000 | #N/A | 0 | #N/A | 0 | #N/A | 0.005307 | #N/A | 0.005307 | [22 empty] | 190 | #N/A | #N/A | #N/A | #N/A | #N/A | #N/A | 0 | #VALUE! | 190 | 0 | #N/A | 0 | N/A | 0 | N/A |  | 190 | 0 | #N/A | #N/A | #N/A | #N/A | 0 | 0
[6 empty] | 191 | [27 empty] | 0 | 0 | 0 | 0 |  | 0 | 0 |  | TRUE | 0 | 0 | 0 | FALSE | +00 | +00 | TRUE | TRUE | FALSE | FALSE | 0 | 0 | TRUE | TRUE | FALSE | FALSE | 0 | 0 | #N/A | #N/A | #N/A | 0 | 0 | 0 | 0 | 0 | 0 | 0 | 0 | #N/A | 100000 | #N/A | 100000 | #N/A | 0 | #N/A | 0 | #N/A | 0.005307 | #N/A | 0.005307 | [22 empty] | 191 | #N/A | #N/A | #N/A | #N/A | #N/A | #N/A | 0 | #VALUE! | 191 | 0 | #N/A | 0 | N/A | 0 | N/A |  | 191 | 0 | #N/A | #N/A | #N/A | #N/A | 0 | 0
[6 empty] | 192 | [27 empty] | 0 | 0 | 0 | 0 |  | 0 | 0 |  | TRUE | 0 | 0 | 0 | FALSE | +00 | +00 | TRUE | TRUE | FALSE | FALSE | 0 | 0 | TRUE | TRUE | FALSE | FALSE | 0 | 0 | #N/A | #N/A | #N/A | 0 | 0 | 0 | 0 | 0 | 0 | 0 | 0 | #N/A | 100000 | #N/A | 100000 | #N/A | 0 | #N/A | 0 | #N/A | 0.005307 | #N/A | 0.005307 | [22 empty] | 192 | #N/A | #N/A | #N/A | #N/A | #N/A | #N/A | 0 | #VALUE! | 192 | 0 | #N/A | 0 | N/A | 0 | N/A |  | 192 | 0 | #N/A | #N/A | #N/A | #N/A | 0 | 0
[6 empty] | 193 | [27 empty] | 0 | 0 | 0 | 0 |  | 0 | 0 |  | TRUE | 0 | 0 | 0 | FALSE | +00 | +00 | TRUE | TRUE | FALSE | FALSE | 0 | 0 | TRUE | TRUE | FALSE | FALSE | 0 | 0 | #N/A | #N/A | #N/A | 0 | 0 | 0 | 0 | 0 | 0 | 0 | 0 | #N/A | 100000 | #N/A | 100000 | #N/A | 0 | #N/A | 0 | #N/A | 0.005307 | #N/A | 0.005307 | [22 empty] | 193 | #N/A | #N/A | #N/A | #N/A | #N/A | #N/A | 0 | #VALUE! | 193 | 0 | #N/A | 0 | N/A | 0 | N/A |  | 193 | 0 | #N/A | #N/A | #N/A | #N/A | 0 | 0
[6 empty] | 194 | [27 empty] | 0 | 0 | 0 | 0 |  | 0 | 0 |  | TRUE | 0 | 0 | 0 | FALSE | +00 | +00 | TRUE | TRUE | FALSE | FALSE | 0 | 0 | TRUE | TRUE | FALSE | FALSE | 0 | 0 | #N/A | #N/A | #N/A | 0 | 0 | 0 | 0 | 0 | 0 | 0 | 0 | #N/A | 100000 | #N/A | 100000 | #N/A | 0 | #N/A | 0 | #N/A | 0.005307 | #N/A | 0.005307 | [22 empty] | 194 | #N/A | #N/A | #N/A | #N/A | #N/A | #N/A | 0 | #VALUE! | 194 | 0 | #N/A | 0 | N/A | 0 | N/A |  | 194 | 0 | #N/A | #N/A | #N/A | #N/A | 0 | 0
[6 empty] | 195 | [27 empty] | 0 | 0 | 0 | 0 |  | 0 | 0 |  | TRUE | 0 | 0 | 0 | FALSE | +00 | +00 | TRUE | TRUE | FALSE | FALSE | 0 | 0 | TRUE | TRUE | FALSE | FALSE | 0 | 0 | #N/A | #N/A | #N/A | 0 | 0 | 0 | 0 | 0 | 0 | 0 | 0 | #N/A | 100000 | #N/A | 100000 | #N/A | 0 | #N/A | 0 | #N/A | 0.005307 | #N/A | 0.005307 | [22 empty] | 195 | #N/A | #N/A | #N/A | #N/A | #N/A | #N/A | 0 | #VALUE! | 195 | 0 | #N/A | 0 | N/A | 0 | N/A |  | 195 | 0 | #N/A | #N/A | #N/A | #N/A | 0 | 0
[6 empty] | 196 | [27 empty] | 0 | 0 | 0 | 0 |  | 0 | 0 |  | TRUE | 0 | 0 | 0 | FALSE | +00 | +00 | TRUE | TRUE | FALSE | FALSE | 0 | 0 | TRUE | TRUE | FALSE | FALSE | 0 | 0 | #N/A | #N/A | #N/A | 0 | 0 | 0 | 0 | 0 | 0 | 0 | 0 | #N/A | 100000 | #N/A | 100000 | #N/A | 0 | #N/A | 0 | #N/A | 0.005307 | #N/A | 0.005307 | [22 empty] | 196 | #N/A | #N/A | #N/A | #N/A | #N/A | #N/A | 0 | #VALUE! | 196 | 0 | #N/A | 0 | N/A | 0 | N/A |  | 196 | 0 | #N/A | #N/A | #N/A | #N/A | 0 | 0
[6 empty] | 197 | [27 empty] | 0 | 0 | 0 | 0 |  | 0 | 0 |  | TRUE | 0 | 0 | 0 | FALSE | +00 | +00 | TRUE | TRUE | FALSE | FALSE | 0 | 0 | TRUE | TRUE | FALSE | FALSE | 0 | 0 | #N/A | #N/A | #N/A | 0 | 0 | 0 | 0 | 0 | 0 | 0 | 0 | #N/A | 100000 | #N/A | 100000 | #N/A | 0 | #N/A | 0 | #N/A | 0.005307 | #N/A | 0.005307 | [22 empty] | 197 | #N/A | #N/A | #N/A | #N/A | #N/A | #N/A | 0 | #VALUE! | 197 | 0 | #N/A | 0 | N/A | 0 | N/A |  | 197 | 0 | #N/A | #N/A | #N/A | #N/A | 0 | 0
[6 empty] | 198 | [27 empty] | 0 | 0 | 0 | 0 |  | 0 | 0 |  | TRUE | 0 | 0 | 0 | FALSE | +00 | +00 | TRUE | TRUE | FALSE | FALSE | 0 | 0 | TRUE | TRUE | FALSE | FALSE | 0 | 0 | #N/A | #N/A | #N/A | 0 | 0 | 0 | 0 | 0 | 0 | 0 | 0 | #N/A | 100000 | #N/A | 100000 | #N/A | 0 | #N/A | 0 | #N/A | 0.005307 | #N/A | 0.005307 | [22 empty] | 198 | #N/A | #N/A | #N/A | #N/A | #N/A | #N/A | 0 | #VALUE! | 198 | 0 | #N/A | 0 | N/A | 0 | N/A |  | 198 | 0 | #N/A | #N/A | #N/A | #N/A | 0 | 0
[6 empty] | 199 | [27 empty] | 0 | 0 | 0 | 0 |  | 0 | 0 |  | TRUE | 0 | 0 | 0 | FALSE | +00 | +00 | TRUE | TRUE | FALSE | FALSE | 0 | 0 | TRUE | TRUE | FALSE | FALSE | 0 | 0 | #N/A | #N/A | #N/A | 0 | 0 | 0 | 0 | 0 | 0 | 0 | 0 | #N/A | 100000 | #N/A | 100000 | #N/A | 0 | #N/A | 0 | #N/A | 0.005307 | #N/A | 0.005307 | [22 empty] | 199 | #N/A | #N/A | #N/A | #N/A | #N/A | #N/A | 0 | #VALUE! | 199 | 0 | #N/A | 0 | N/A | 0 | N/A |  | 199 | 0 | #N/A | #N/A | #N/A | #N/A | 0 | 0
[6 empty] | 200 | [27 empty] | 0 | 0 | 0 | 0 |  | 0 | 0 |  | TRUE | 0 | 0 | 0 | FALSE | +00 | +00 | TRUE | TRUE | FALSE | FALSE | 0 | 0 | TRUE | TRUE | FALSE | FALSE | 0 | 0 | #N/A | #N/A | #N/A | 0 | 0 | 0 | 0 | 0 | 0 | 0 | 0 | #N/A | 100000 | #N/A | 100000 | #N/A | 0 | #N/A | 0 | #N/A | 0.005307 | #N/A | 0.005307 | [22 empty] | 200 | #N/A | #N/A | #N/A | #N/A | #N/A | #N/A | 0 | #VALUE! | 200 | 0 | #N/A | 0 | N/A | 0 | N/A |  | 200 | 0 | #N/A | #N/A | #N/A | #N/A | 0 | 0
[6 empty] | 201 | [27 empty] | 0 | 0 | 0 | 0 |  | 0 | 0 |  | TRUE | 0 | 0 | 0 | FALSE | +00 | +00 | TRUE | TRUE | FALSE | FALSE | 0 | 0 | TRUE | TRUE | FALSE | FALSE | 0 | 0 | #N/A | #N/A | #N/A | 0 | 0 | 0 | 0 | 0 | 0 | 0 | 0 | #N/A | 100000 | #N/A | 100000 | #N/A | 0 | #N/A | 0 | #N/A | 0.005307 | #N/A | 0.005307 | [22 empty] | 201 | #N/A | #N/A | #N/A | #N/A | #N/A | #N/A | 0 | #VALUE! | 201 | 0 | #N/A | 0 | N/A | 0 | N/A |  | 201 | 0 | #N/A | #N/A | #N/A | #N/A | 0 | 0
[6 empty] | 202 | [27 empty] | 0 | 0 | 0 | 0 |  | 0 | 0 |  | TRUE | 0 | 0 | 0 | FALSE | +00 | +00 | TRUE | TRUE | FALSE | FALSE | 0 | 0 | TRUE | TRUE | FALSE | FALSE | 0 | 0 | #N/A | #N/A | #N/A | 0 | 0 | 0 | 0 | 0 | 0 | 0 | 0 | #N/A | 100000 | #N/A | 100000 | #N/A | 0 | #N/A | 0 | #N/A | 0.005307 | #N/A | 0.005307 | [22 empty] | 202 | #N/A | #N/A | #N/A | #N/A | #N/A | #N/A | 0 | #VALUE! | 202 | 0 | #N/A | 0 | N/A | 0 | N/A |  | 202 | 0 | #N/A | #N/A | #N/A | #N/A | 0 | 0
[6 empty] | 203 | [27 empty] | 0 | 0 | 0 | 0 |  | 0 | 0 |  | TRUE | 0 | 0 | 0 | FALSE | +00 | +00 | TRUE | TRUE | FALSE | FALSE | 0 | 0 | TRUE | TRUE | FALSE | FALSE | 0 | 0 | #N/A | #N/A | #N/A | 0 | 0 | 0 | 0 | 0 | 0 | 0 | 0 | #N/A | 100000 | #N/A | 100000 | #N/A | 0 | #N/A | 0 | #N/A | 0.005307 | #N/A | 0.005307 | [22 empty] | 203 | #N/A | #N/A | #N/A | #N/A | #N/A | #N/A | 0 | #VALUE! | 203 | 0 | #N/A | 0 | N/A | 0 | N/A |  | 203 | 0 | #N/A | #N/A | #N/A | #N/A | 0 | 0
[6 empty] | 204 | [27 empty] | 0 | 0 | 0 | 0 |  | 0 | 0 |  | TRUE | 0 | 0 | 0 | FALSE | +00 | +00 | TRUE | TRUE | FALSE | FALSE | 0 | 0 | TRUE | TRUE | FALSE | FALSE | 0 | 0 | #N/A | #N/A | #N/A | 0 | 0 | 0 | 0 | 0 | 0 | 0 | 0 | #N/A | 100000 | #N/A | 100000 | #N/A | 0 | #N/A | 0 | #N/A | 0.005307 | #N/A | 0.005307 | [22 empty] | 204 | #N/A | #N/A | #N/A | #N/A | #N/A | #N/A | 0 | #VALUE! | 204 | 0 | #N/A | 0 | N/A | 0 | N/A |  | 204 | 0 | #N/A | #N/A | #N/A | #N/A | 0 | 0
[6 empty] | 205 | [27 empty] | 0 | 0 | 0 | 0 |  | 0 | 0 |  | TRUE | 0 | 0 | 0 | FALSE | +00 | +00 | TRUE | TRUE | FALSE | FALSE | 0 | 0 | TRUE | TRUE | FALSE | FALSE | 0 | 0 | #N/A | #N/A | #N/A | 0 | 0 | 0 | 0 | 0 | 0 | 0 | 0 | #N/A | 100000 | #N/A | 100000 | #N/A | 0 | #N/A | 0 | #N/A | 0.005307 | #N/A | 0.005307 | [22 empty] | 205 | #N/A | #N/A | #N/A | #N/A | #N/A | #N/A | 0 | #VALUE! | 205 | 0 | #N/A | 0 | N/A | 0 | N/A |  | 205 | 0 | #N/A | #N/A | #N/A | #N/A | 0 | 0
[6 empty] | 206 | [27 empty] | 0 | 0 | 0 | 0 |  | 0 | 0 |  | TRUE | 0 | 0 | 0 | FALSE | +00 | +00 | TRUE | TRUE | FALSE | FALSE | 0 | 0 | TRUE | TRUE | FALSE | FALSE | 0 | 0 | #N/A | #N/A | #N/A | 0 | 0 | 0 | 0 | 0 | 0 | 0 | 0 | #N/A | 100000 | #N/A | 100000 | #N/A | 0 | #N/A | 0 | #N/A | 0.005307 | #N/A | 0.005307 | [22 empty] | 206 | #N/A | #N/A | #N/A | #N/A | #N/A | #N/A | 0 | #VALUE! | 206 | 0 | #N/A | 0 | N/A | 0 | N/A |  | 206 | 0 | #N/A | #N/A | #N/A | #N/A | 0 | 0
[6 empty] | 207 | [27 empty] | 0 | 0 | 0 | 0 |  | 0 | 0 |  | TRUE | 0 | 0 | 0 | FALSE | +00 | +00 | TRUE | TRUE | FALSE | FALSE | 0 | 0 | TRUE | TRUE | FALSE | FALSE | 0 | 0 | #N/A | #N/A | #N/A | 0 | 0 | 0 | 0 | 0 | 0 | 0 | 0 | #N/A | 100000 | #N/A | 100000 | #N/A | 0 | #N/A | 0 | #N/A | 0.005307 | #N/A | 0.005307 | [22 empty] | 207 | #N/A | #N/A | #N/A | #N/A | #N/A | #N/A | 0 | #VALUE! | 207 | 0 | #N/A | 0 | N/A | 0 | N/A |  | 207 | 0 | #N/A | #N/A | #N/A | #N/A | 0 | 0
[6 empty] | 208 | [27 empty] | 0 | 0 | 0 | 0 |  | 0 | 0 |  | TRUE | 0 | 0 | 0 | FALSE | +00 | +00 | TRUE | TRUE | FALSE | FALSE | 0 | 0 | TRUE | TRUE | FALSE | FALSE | 0 | 0 | #N/A | #N/A | #N/A | 0 | 0 | 0 | 0 | 0 | 0 | 0 | 0 | #N/A | 100000 | #N/A | 100000 | #N/A | 0 | #N/A | 0 | #N/A | 0.005307 | #N/A | 0.005307 | [22 empty] | 208 | #N/A | #N/A | #N/A | #N/A | #N/A | #N/A | 0 | #VALUE! | 208 | 0 | #N/A | 0 | N/A | 0 | N/A |  | 208 | 0 | #N/A | #N/A | #N/A | #N/A | 0 | 0
[6 empty] | 209 | [27 empty] | 0 | 0 | 0 | 0 |  | 0 | 0 |  | TRUE | 0 | 0 | 0 | FALSE | +00 | +00 | TRUE | TRUE | FALSE | FALSE | 0 | 0 | TRUE | TRUE | FALSE | FALSE | 0 | 0 | #N/A | #N/A | #N/A | 0 | 0 | 0 | 0 | 0 | 0 | 0 | 0 | #N/A | 100000 | #N/A | 100000 | #N/A | 0 | #N/A | 0 | #N/A | 0.005307 | #N/A | 0.005307 | [22 empty] | 209 | #N/A | #N/A | #N/A | #N/A | #N/A | #N/A | 0 | #VALUE! | 209 | 0 | #N/A | 0 | N/A | 0 | N/A |  | 209 | 0 | #N/A | #N/A | #N/A | #N/A | 0 | 0
[6 empty] | 210 | [27 empty] | 0 | 0 | 0 | 0 |  | 0 | 0 |  | TRUE | 0 | 0 | 0 | FALSE | +00 | +00 | TRUE | TRUE | FALSE | FALSE | 0 | 0 | TRUE | TRUE | FALSE | FALSE | 0 | 0 | #N/A | #N/A | #N/A | 0 | 0 | 0 | 0 | 0 | 0 | 0 | 0 | #N/A | 100000 | #N/A | 100000 | #N/A | 0 | #N/A | 0 | #N/A | 0.005307 | #N/A | 0.005307 | [22 empty] | 210 | #N/A | #N/A | #N/A | #N/A | #N/A | #N/A | 0 | #VALUE! | 210 | 0 | #N/A | 0 | N/A | 0 | N/A |  | 210 | 0 | #N/A | #N/A | #N/A | #N/A | 0 | 0
[6 empty] | 211 | [27 empty] | 0 | 0 | 0 | 0 |  | 0 | 0 |  | TRUE | 0 | 0 | 0 | FALSE | +00 | +00 | TRUE | TRUE | FALSE | FALSE | 0 | 0 | TRUE | TRUE | FALSE | FALSE | 0 | 0 | #N/A | #N/A | #N/A | 0 | 0 | 0 | 0 | 0 | 0 | 0 | 0 | #N/A | 100000 | #N/A | 100000 | #N/A | 0 | #N/A | 0 | #N/A | 0.005307 | #N/A | 0.005307 | [22 empty] | 211 | #N/A | #N/A | #N/A | #N/A | #N/A | #N/A | 0 | #VALUE! | 211 | 0 | #N/A | 0 | N/A | 0 | N/A |  | 211 | 0 | #N/A | #N/A | #N/A | #N/A | 0 | 0
[6 empty] | 212 | [27 empty] | 0 | 0 | 0 | 0 |  | 0 | 0 |  | TRUE | 0 | 0 | 0 | FALSE | +00 | +00 | TRUE | TRUE | FALSE | FALSE | 0 | 0 | TRUE | TRUE | FALSE | FALSE | 0 | 0 | #N/A | #N/A | #N/A | 0 | 0 | 0 | 0 | 0 | 0 | 0 | 0 | #N/A | 100000 | #N/A | 100000 | #N/A | 0 | #N/A | 0 | #N/A | 0.005307 | #N/A | 0.005307 | [22 empty] | 212 | #N/A | #N/A | #N/A | #N/A | #N/A | #N/A | 0 | #VALUE! | 212 | 0 | #N/A | 0 | N/A | 0 | N/A |  | 212 | 0 | #N/A | #N/A | #N/A | #N/A | 0 | 0
[6 empty] | 213 | [27 empty] | 0 | 0 | 0 | 0 |  | 0 | 0 |  | TRUE | 0 | 0 | 0 | FALSE | +00 | +00 | TRUE | TRUE | FALSE | FALSE | 0 | 0 | TRUE | TRUE | FALSE | FALSE | 0 | 0 | #N/A | #N/A | #N/A | 0 | 0 | 0 | 0 | 0 | 0 | 0 | 0 | #N/A | 100000 | #N/A | 100000 | #N/A | 0 | #N/A | 0 | #N/A | 0.005307 | #N/A | 0.005307 | [22 empty] | 213 | #N/A | #N/A | #N/A | #N/A | #N/A | #N/A | 0 | #VALUE! | 213 | 0 | #N/A | 0 | N/A | 0 | N/A |  | 213 | 0 | #N/A | #N/A | #N/A | #N/A | 0 | 0
[6 empty] | 214 | [27 empty] | 0 | 0 | 0 | 0 |  | 0 | 0 |  | TRUE | 0 | 0 | 0 | FALSE | +00 | +00 | TRUE | TRUE | FALSE | FALSE | 0 | 0 | TRUE | TRUE | FALSE | FALSE | 0 | 0 | #N/A | #N/A | #N/A | 0 | 0 | 0 | 0 | 0 | 0 | 0 | 0 | #N/A | 100000 | #N/A | 100000 | #N/A | 0 | #N/A | 0 | #N/A | 0.005307 | #N/A | 0.005307 | [22 empty] | 214 | #N/A | #N/A | #N/A | #N/A | #N/A | #N/A | 0 | #VALUE! | 214 | 0 | #N/A | 0 | N/A | 0 | N/A |  | 214 | 0 | #N/A | #N/A | #N/A | #N/A | 0 | 0
[6 empty] | 215 | [27 empty] | 0 | 0 | 0 | 0 |  | 0 | 0 |  | TRUE | 0 | 0 | 0 | FALSE | +00 | +00 | TRUE | TRUE | FALSE | FALSE | 0 | 0 | TRUE | TRUE | FALSE | FALSE | 0 | 0 | #N/A | #N/A | #N/A | 0 | 0 | 0 | 0 | 0 | 0 | 0 | 0 | #N/A | 100000 | #N/A | 100000 | #N/A | 0 | #N/A | 0 | #N/A | 0.005307 | #N/A | 0.005307 | [22 empty] | 215 | #N/A | #N/A | #N/A | #N/A | #N/A | #N/A | 0 | #VALUE! | 215 | 0 | #N/A | 0 | N/A | 0 | N/A |  | 215 | 0 | #N/A | #N/A | #N/A | #N/A | 0 | 0
[6 empty] | 216 | [27 empty] | 0 | 0 | 0 | 0 |  | 0 | 0 |  | TRUE | 0 | 0 | 0 | FALSE | +00 | +00 | TRUE | TRUE | FALSE | FALSE | 0 | 0 | TRUE | TRUE | FALSE | FALSE | 0 | 0 | #N/A | #N/A | #N/A | 0 | 0 | 0 | 0 | 0 | 0 | 0 | 0 | #N/A | 100000 | #N/A | 100000 | #N/A | 0 | #N/A | 0 | #N/A | 0.005307 | #N/A | 0.005307 | [22 empty] | 216 | #N/A | #N/A | #N/A | #N/A | #N/A | #N/A | 0 | #VALUE! | 216 | 0 | #N/A | 0 | N/A | 0 | N/A |  | 216 | 0 | #N/A | #N/A | #N/A | #N/A | 0 | 0
[6 empty] | 217 | [27 empty] | 0 | 0 | 0 | 0 |  | 0 | 0 |  | TRUE | 0 | 0 | 0 | FALSE | +00 | +00 | TRUE | TRUE | FALSE | FALSE | 0 | 0 | TRUE | TRUE | FALSE | FALSE | 0 | 0 | #N/A | #N/A | #N/A | 0 | 0 | 0 | 0 | 0 | 0 | 0 | 0 | #N/A | 100000 | #N/A | 100000 | #N/A | 0 | #N/A | 0 | #N/A | 0.005307 | #N/A | 0.005307 | [22 empty] | 217 | #N/A | #N/A | #N/A | #N/A | #N/A | #N/A | 0 | #VALUE! | 217 | 0 | #N/A | 0 | N/A | 0 | N/A |  | 217 | 0 | #N/A | #N/A | #N/A | #N/A | 0 | 0
[6 empty] | 218 | [27 empty] | 0 | 0 | 0 | 0 |  | 0 | 0 |  | TRUE | 0 | 0 | 0 | FALSE | +00 | +00 | TRUE | TRUE | FALSE | FALSE | 0 | 0 | TRUE | TRUE | FALSE | FALSE | 0 | 0 | #N/A | #N/A | #N/A | 0 | 0 | 0 | 0 | 0 | 0 | 0 | 0 | #N/A | 100000 | #N/A | 100000 | #N/A | 0 | #N/A | 0 | #N/A | 0.005307 | #N/A | 0.005307 | [22 empty] | 218 | #N/A | #N/A | #N/A | #N/A | #N/A | #N/A | 0 | #VALUE! | 218 | 0 | #N/A | 0 | N/A | 0 | N/A |  | 218 | 0 | #N/A | #N/A | #N/A | #N/A | 0 | 0
[6 empty] | 219 | [27 empty] | 0 | 0 | 0 | 0 |  | 0 | 0 |  | TRUE | 0 | 0 | 0 | FALSE | +00 | +00 | TRUE | TRUE | FALSE | FALSE | 0 | 0 | TRUE | TRUE | FALSE | FALSE | 0 | 0 | #N/A | #N/A | #N/A | 0 | 0 | 0 | 0 | 0 | 0 | 0 | 0 | #N/A | 100000 | #N/A | 100000 | #N/A | 0 | #N/A | 0 | #N/A | 0.005307 | #N/A | 0.005307 | [22 empty] | 219 | #N/A | #N/A | #N/A | #N/A | #N/A | #N/A | 0 | #VALUE! | 219 | 0 | #N/A | 0 | N/A | 0 | N/A |  | 219 | 0 | #N/A | #N/A | #N/A | #N/A | 0 | 0
[6 empty] | 220 | [27 empty] | 0 | 0 | 0 | 0 |  | 0 | 0 |  | TRUE | 0 | 0 | 0 | FALSE | +00 | +00 | TRUE | TRUE | FALSE | FALSE | 0 | 0 | TRUE | TRUE | FALSE | FALSE | 0 | 0 | #N/A | #N/A | #N/A | 0 | 0 | 0 | 0 | 0 | 0 | 0 | 0 | #N/A | 100000 | #N/A | 100000 | #N/A | 0 | #N/A | 0 | #N/A | 0.005307 | #N/A | 0.005307 | [22 empty] | 220 | #N/A | #N/A | #N/A | #N/A | #N/A | #N/A | 0 | #VALUE! | 220 | 0 | #N/A | 0 | N/A | 0 | N/A |  | 220 | 0 | #N/A | #N/A | #N/A | #N/A | 0 | 0
[6 empty] | 221 | [27 empty] | 0 | 0 | 0 | 0 |  | 0 | 0 |  | TRUE | 0 | 0 | 0 | FALSE | +00 | +00 | TRUE | TRUE | FALSE | FALSE | 0 | 0 | TRUE | TRUE | FALSE | FALSE | 0 | 0 | #N/A | #N/A | #N/A | 0 | 0 | 0 | 0 | 0 | 0 | 0 | 0 | #N/A | 100000 | #N/A | 100000 | #N/A | 0 | #N/A | 0 | #N/A | 0.005307 | #N/A | 0.005307 | [22 empty] | 221 | #N/A | #N/A | #N/A | #N/A | #N/A | #N/A | 0 | #VALUE! | 221 | 0 | #N/A | 0 | N/A | 0 | N/A |  | 221 | 0 | #N/A | #N/A | #N/A | #N/A | 0 | 0
[6 empty] | 222 | [27 empty] | 0 | 0 | 0 | 0 |  | 0 | 0 |  | TRUE | 0 | 0 | 0 | FALSE | +00 | +00 | TRUE | TRUE | FALSE | FALSE | 0 | 0 | TRUE | TRUE | FALSE | FALSE | 0 | 0 | #N/A | #N/A | #N/A | 0 | 0 | 0 | 0 | 0 | 0 | 0 | 0 | #N/A | 100000 | #N/A | 100000 | #N/A | 0 | #N/A | 0 | #N/A | 0.005307 | #N/A | 0.005307 | [22 empty] | 222 | #N/A | #N/A | #N/A | #N/A | #N/A | #N/A | 0 | #VALUE! | 222 | 0 | #N/A | 0 | N/A | 0 | N/A |  | 222 | 0 | #N/A | #N/A | #N/A | #N/A | 0 | 0
[6 empty] | 223 | [27 empty] | 0 | 0 | 0 | 0 |  | 0 | 0 |  | TRUE | 0 | 0 | 0 | FALSE | +00 | +00 | TRUE | TRUE | FALSE | FALSE | 0 | 0 | TRUE | TRUE | FALSE | FALSE | 0 | 0 | #N/A | #N/A | #N/A | 0 | 0 | 0 | 0 | 0 | 0 | 0 | 0 | #N/A | 100000 | #N/A | 100000 | #N/A | 0 | #N/A | 0 | #N/A | 0.005307 | #N/A | 0.005307 | [22 empty] | 223 | #N/A | #N/A | #N/A | #N/A | #N/A | #N/A | 0 | #VALUE! | 223 | 0 | #N/A | 0 | N/A | 0 | N/A |  | 223 | 0 | #N/A | #N/A | #N/A | #N/A | 0 | 0
[6 empty] | 224 | [27 empty] | 0 | 0 | 0 | 0 |  | 0 | 0 |  | TRUE | 0 | 0 | 0 | FALSE | +00 | +00 | TRUE | TRUE | FALSE | FALSE | 0 | 0 | TRUE | TRUE | FALSE | FALSE | 0 | 0 | #N/A | #N/A | #N/A | 0 | 0 | 0 | 0 | 0 | 0 | 0 | 0 | #N/A | 100000 | #N/A | 100000 | #N/A | 0 | #N/A | 0 | #N/A | 0.005307 | #N/A | 0.005307 | [22 empty] | 224 | #N/A | #N/A | #N/A | #N/A | #N/A | #N/A | 0 | #VALUE! | 224 | 0 | #N/A | 0 | N/A | 0 | N/A |  | 224 | 0 | #N/A | #N/A | #N/A | #N/A | 0 | 0
[6 empty] | 225 | [27 empty] | 0 | 0 | 0 | 0 |  | 0 | 0 |  | TRUE | 0 | 0 | 0 | FALSE | +00 | +00 | TRUE | TRUE | FALSE | FALSE | 0 | 0 | TRUE | TRUE | FALSE | FALSE | 0 | 0 | #N/A | #N/A | #N/A | 0 | 0 | 0 | 0 | 0 | 0 | 0 | 0 | #N/A | 100000 | #N/A | 100000 | #N/A | 0 | #N/A | 0 | #N/A | 0.005307 | #N/A | 0.005307 | [22 empty] | 225 | #N/A | #N/A | #N/A | #N/A | #N/A | #N/A | 0 | #VALUE! | 225 | 0 | #N/A | 0 | N/A | 0 | N/A |  | 225 | 0 | #N/A | #N/A | #N/A | #N/A | 0 | 0
[6 empty] | 226 | [27 empty] | 0 | 0 | 0 | 0 |  | 0 | 0 |  | TRUE | 0 | 0 | 0 | FALSE | +00 | +00 | TRUE | TRUE | FALSE | FALSE | 0 | 0 | TRUE | TRUE | FALSE | FALSE | 0 | 0 | #N/A | #N/A | #N/A | 0 | 0 | 0 | 0 | 0 | 0 | 0 | 0 | #N/A | 100000 | #N/A | 100000 | #N/A | 0 | #N/A | 0 | #N/A | 0.005307 | #N/A | 0.005307 | [22 empty] | 226 | #N/A | #N/A | #N/A | #N/A | #N/A | #N/A | 0 | #VALUE! | 226 | 0 | #N/A | 0 | N/A | 0 | N/A |  | 226 | 0 | #N/A | #N/A | #N/A | #N/A | 0 | 0
[6 empty] | 227 | [27 empty] | 0 | 0 | 0 | 0 |  | 0 | 0 |  | TRUE | 0 | 0 | 0 | FALSE | +00 | +00 | TRUE | TRUE | FALSE | FALSE | 0 | 0 | TRUE | TRUE | FALSE | FALSE | 0 | 0 | #N/A | #N/A | #N/A | 0 | 0 | 0 | 0 | 0 | 0 | 0 | 0 | #N/A | 100000 | #N/A | 100000 | #N/A | 0 | #N/A | 0 | #N/A | 0.005307 | #N/A | 0.005307 | [22 empty] | 227 | #N/A | #N/A | #N/A | #N/A | #N/A | #N/A | 0 | #VALUE! | 227 | 0 | #N/A | 0 | N/A | 0 | N/A |  | 227 | 0 | #N/A | #N/A | #N/A | #N/A | 0 | 0
[6 empty] | 228 | [27 empty] | 0 | 0 | 0 | 0 |  | 0 | 0 |  | TRUE | 0 | 0 | 0 | FALSE | +00 | +00 | TRUE | TRUE | FALSE | FALSE | 0 | 0 | TRUE | TRUE | FALSE | FALSE | 0 | 0 | #N/A | #N/A | #N/A | 0 | 0 | 0 | 0 | 0 | 0 | 0 | 0 | #N/A | 100000 | #N/A | 100000 | #N/A | 0 | #N/A | 0 | #N/A | 0.005307 | #N/A | 0.005307 | [22 empty] | 228 | #N/A | #N/A | #N/A | #N/A | #N/A | #N/A | 0 | #VALUE! | 228 | 0 | #N/A | 0 | N/A | 0 | N/A |  | 228 | 0 | #N/A | #N/A | #N/A | #N/A | 0 | 0
[6 empty] | 229 | [27 empty] | 0 | 0 | 0 | 0 |  | 0 | 0 |  | TRUE | 0 | 0 | 0 | FALSE | +00 | +00 | TRUE | TRUE | FALSE | FALSE | 0 | 0 | TRUE | TRUE | FALSE | FALSE | 0 | 0 | #N/A | #N/A | #N/A | 0 | 0 | 0 | 0 | 0 | 0 | 0 | 0 | #N/A | 100000 | #N/A | 100000 | #N/A | 0 | #N/A | 0 | #N/A | 0.005307 | #N/A | 0.005307 | [22 empty] | 229 | #N/A | #N/A | #N/A | #N/A | #N/A | #N/A | 0 | #VALUE! | 229 | 0 | #N/A | 0 | N/A | 0 | N/A |  | 229 | 0 | #N/A | #N/A | #N/A | #N/A | 0 | 0
[6 empty] | 230 | [27 empty] | 0 | 0 | 0 | 0 |  | 0 | 0 |  | TRUE | 0 | 0 | 0 | FALSE | +00 | +00 | TRUE | TRUE | FALSE | FALSE | 0 | 0 | TRUE | TRUE | FALSE | FALSE | 0 | 0 | #N/A | #N/A | #N/A | 0 | 0 | 0 | 0 | 0 | 0 | 0 | 0 | #N/A | 100000 | #N/A | 100000 | #N/A | 0 | #N/A | 0 | #N/A | 0.005307 | #N/A | 0.005307 | [22 empty] | 230 | #N/A | #N/A | #N/A | #N/A | #N/A | #N/A | 0 | #VALUE! | 230 | 0 | #N/A | 0 | N/A | 0 | N/A |  | 230 | 0 | #N/A | #N/A | #N/A | #N/A | 0 | 0
[6 empty] | 231 | [27 empty] | 0 | 0 | 0 | 0 |  | 0 | 0 |  | TRUE | 0 | 0 | 0 | FALSE | +00 | +00 | TRUE | TRUE | FALSE | FALSE | 0 | 0 | TRUE | TRUE | FALSE | FALSE | 0 | 0 | #N/A | #N/A | #N/A | 0 | 0 | 0 | 0 | 0 | 0 | 0 | 0 | #N/A | 100000 | #N/A | 100000 | #N/A | 0 | #N/A | 0 | #N/A | 0.005307 | #N/A | 0.005307 | [22 empty] | 231 | #N/A | #N/A | #N/A | #N/A | #N/A | #N/A | 0 | #VALUE! | 231 | 0 | #N/A | 0 | N/A | 0 | N/A |  | 231 | 0 | #N/A | #N/A | #N/A | #N/A | 0 | 0
[6 empty] | 232 | [27 empty] | 0 | 0 | 0 | 0 |  | 0 | 0 |  | TRUE | 0 | 0 | 0 | FALSE | +00 | +00 | TRUE | TRUE | FALSE | FALSE | 0 | 0 | TRUE | TRUE | FALSE | FALSE | 0 | 0 | #N/A | #N/A | #N/A | 0 | 0 | 0 | 0 | 0 | 0 | 0 | 0 | #N/A | 100000 | #N/A | 100000 | #N/A | 0 | #N/A | 0 | #N/A | 0.005307 | #N/A | 0.005307 | [22 empty] | 232 | #N/A | #N/A | #N/A | #N/A | #N/A | #N/A | 0 | #VALUE! | 232 | 0 | #N/A | 0 | N/A | 0 | N/A |  | 232 | 0 | #N/A | #N/A | #N/A | #N/A | 0 | 0
[6 empty] | 233 | [27 empty] | 0 | 0 | 0 | 0 |  | 0 | 0 |  | TRUE | 0 | 0 | 0 | FALSE | +00 | +00 | TRUE | TRUE | FALSE | FALSE | 0 | 0 | TRUE | TRUE | FALSE | FALSE | 0 | 0 | #N/A | #N/A | #N/A | 0 | 0 | 0 | 0 | 0 | 0 | 0 | 0 | #N/A | 100000 | #N/A | 100000 | #N/A | 0 | #N/A | 0 | #N/A | 0.005307 | #N/A | 0.005307 | [22 empty] | 233 | #N/A | #N/A | #N/A | #N/A | #N/A | #N/A | 0 | #VALUE! | 233 | 0 | #N/A | 0 | N/A | 0 | N/A |  | 233 | 0 | #N/A | #N/A | #N/A | #N/A | 0 | 0
[6 empty] | 234 | [27 empty] | 0 | 0 | 0 | 0 |  | 0 | 0 |  | TRUE | 0 | 0 | 0 | FALSE | +00 | +00 | TRUE | TRUE | FALSE | FALSE | 0 | 0 | TRUE | TRUE | FALSE | FALSE | 0 | 0 | #N/A | #N/A | #N/A | 0 | 0 | 0 | 0 | 0 | 0 | 0 | 0 | #N/A | 100000 | #N/A | 100000 | #N/A | 0 | #N/A | 0 | #N/A | 0.005307 | #N/A | 0.005307 | [22 empty] | 234 | #N/A | #N/A | #N/A | #N/A | #N/A | #N/A | 0 | #VALUE! | 234 | 0 | #N/A | 0 | N/A | 0 | N/A |  | 234 | 0 | #N/A | #N/A | #N/A | #N/A | 0 | 0
[6 empty] | 235 | [27 empty] | 0 | 0 | 0 | 0 |  | 0 | 0 |  | TRUE | 0 | 0 | 0 | FALSE | +00 | +00 | TRUE | TRUE | FALSE | FALSE | 0 | 0 | TRUE | TRUE | FALSE | FALSE | 0 | 0 | #N/A | #N/A | #N/A | 0 | 0 | 0 | 0 | 0 | 0 | 0 | 0 | #N/A | 100000 | #N/A | 100000 | #N/A | 0 | #N/A | 0 | #N/A | 0.005307 | #N/A | 0.005307 | [22 empty] | 235 | #N/A | #N/A | #N/A | #N/A | #N/A | #N/A | 0 | #VALUE! | 235 | 0 | #N/A | 0 | N/A | 0 | N/A |  | 235 | 0 | #N/A | #N/A | #N/A | #N/A | 0 | 0
[6 empty] | 236 | [27 empty] | 0 | 0 | 0 | 0 |  | 0 | 0 |  | TRUE | 0 | 0 | 0 | FALSE | +00 | +00 | TRUE | TRUE | FALSE | FALSE | 0 | 0 | TRUE | TRUE | FALSE | FALSE | 0 | 0 | #N/A | #N/A | #N/A | 0 | 0 | 0 | 0 | 0 | 0 | 0 | 0 | #N/A | 100000 | #N/A | 100000 | #N/A | 0 | #N/A | 0 | #N/A | 0.005307 | #N/A | 0.005307 | [22 empty] | 236 | #N/A | #N/A | #N/A | #N/A | #N/A | #N/A | 0 | #VALUE! | 236 | 0 | #N/A | 0 | N/A | 0 | N/A |  | 236 | 0 | #N/A | #N/A | #N/A | #N/A | 0 | 0
[6 empty] | 237 | [27 empty] | 0 | 0 | 0 | 0 |  | 0 | 0 |  | TRUE | 0 | 0 | 0 | FALSE | +00 | +00 | TRUE | TRUE | FALSE | FALSE | 0 | 0 | TRUE | TRUE | FALSE | FALSE | 0 | 0 | #N/A | #N/A | #N/A | 0 | 0 | 0 | 0 | 0 | 0 | 0 | 0 | #N/A | 100000 | #N/A | 100000 | #N/A | 0 | #N/A | 0 | #N/A | 0.005307 | #N/A | 0.005307 | [22 empty] | 237 | #N/A | #N/A | #N/A | #N/A | #N/A | #N/A | 0 | #VALUE! | 237 | 0 | #N/A | 0 | N/A | 0 | N/A |  | 237 | 0 | #N/A | #N/A | #N/A | #N/A | 0 | 0
[6 empty] | 238 | [27 empty] | 0 | 0 | 0 | 0 |  | 0 | 0 |  | TRUE | 0 | 0 | 0 | FALSE | +00 | +00 | TRUE | TRUE | FALSE | FALSE | 0 | 0 | TRUE | TRUE | FALSE | FALSE | 0 | 0 | #N/A | #N/A | #N/A | 0 | 0 | 0 | 0 | 0 | 0 | 0 | 0 | #N/A | 100000 | #N/A | 100000 | #N/A | 0 | #N/A | 0 | #N/A | 0.005307 | #N/A | 0.005307 | [22 empty] | 238 | #N/A | #N/A | #N/A | #N/A | #N/A | #N/A | 0 | #VALUE! | 238 | 0 | #N/A | 0 | N/A | 0 | N/A |  | 238 | 0 | #N/A | #N/A | #N/A | #N/A | 0 | 0
[6 empty] | 239 | [27 empty] | 0 | 0 | 0 | 0 |  | 0 | 0 |  | TRUE | 0 | 0 | 0 | FALSE | +00 | +00 | TRUE | TRUE | FALSE | FALSE | 0 | 0 | TRUE | TRUE | FALSE | FALSE | 0 | 0 | #N/A | #N/A | #N/A | 0 | 0 | 0 | 0 | 0 | 0 | 0 | 0 | #N/A | 100000 | #N/A | 100000 | #N/A | 0 | #N/A | 0 | #N/A | 0.005307 | #N/A | 0.005307 | [22 empty] | 239 | #N/A | #N/A | #N/A | #N/A | #N/A | #N/A | 0 | #VALUE! | 239 | 0 | #N/A | 0 | N/A | 0 | N/A |  | 239 | 0 | #N/A | #N/A | #N/A | #N/A | 0 | 0
[6 empty] | 240 | [27 empty] | 0 | 0 | 0 | 0 |  | 0 | 0 |  | TRUE | 0 | 0 | 0 | FALSE | +00 | +00 | TRUE | TRUE | FALSE | FALSE | 0 | 0 | TRUE | TRUE | FALSE | FALSE | 0 | 0 | #N/A | #N/A | #N/A | 0 | 0 | 0 | 0 | 0 | 0 | 0 | 0 | #N/A | 100000 | #N/A | 100000 | #N/A | 0 | #N/A | 0 | #N/A | 0.005307 | #N/A | 0.005307 | [22 empty] | 240 | #N/A | #N/A | #N/A | #N/A | #N/A | #N/A | 0 | #VALUE! | 240 | 0 | #N/A | 0 | N/A | 0 | N/A |  | 240 | 0 | #N/A | #N/A | #N/A | #N/A | 0 | 0
[6 empty] | 241 | [27 empty] | 0 | 0 | 0 | 0 |  | 0 | 0 |  | TRUE | 0 | 0 | 0 | FALSE | +00 | +00 | TRUE | TRUE | FALSE | FALSE | 0 | 0 | TRUE | TRUE | FALSE | FALSE | 0 | 0 | #N/A | #N/A | #N/A | 0 | 0 | 0 | 0 | 0 | 0 | 0 | 0 | #N/A | 100000 | #N/A | 100000 | #N/A | 0 | #N/A | 0 | #N/A | 0.005307 | #N/A | 0.005307 | [22 empty] | 241 | #N/A | #N/A | #N/A | #N/A | #N/A | #N/A | 0 | #VALUE! | 241 | 0 | #N/A | 0 | N/A | 0 | N/A |  | 241 | 0 | #N/A | #N/A | #N/A | #N/A | 0 | 0
[6 empty] | 242 | [27 empty] | 0 | 0 | 0 | 0 |  | 0 | 0 |  | TRUE | 0 | 0 | 0 | FALSE | +00 | +00 | TRUE | TRUE | FALSE | FALSE | 0 | 0 | TRUE | TRUE | FALSE | FALSE | 0 | 0 | #N/A | #N/A | #N/A | 0 | 0 | 0 | 0 | 0 | 0 | 0 | 0 | #N/A | 100000 | #N/A | 100000 | #N/A | 0 | #N/A | 0 | #N/A | 0.005307 | #N/A | 0.005307 | [22 empty] | 242 | #N/A | #N/A | #N/A | #N/A | #N/A | #N/A | 0 | #VALUE! | 242 | 0 | #N/A | 0 | N/A | 0 | N/A |  | 242 | 0 | #N/A | #N/A | #N/A | #N/A | 0 | 0
[6 empty] | 243 | [27 empty] | 0 | 0 | 0 | 0 |  | 0 | 0 |  | TRUE | 0 | 0 | 0 | FALSE | +00 | +00 | TRUE | TRUE | FALSE | FALSE | 0 | 0 | TRUE | TRUE | FALSE | FALSE | 0 | 0 | #N/A | #N/A | #N/A | 0 | 0 | 0 | 0 | 0 | 0 | 0 | 0 | #N/A | 100000 | #N/A | 100000 | #N/A | 0 | #N/A | 0 | #N/A | 0.005307 | #N/A | 0.005307 | [22 empty] | 243 | #N/A | #N/A | #N/A | #N/A | #N/A | #N/A | 0 | #VALUE! | 243 | 0 | #N/A | 0 | N/A | 0 | N/A |  | 243 | 0 | #N/A | #N/A | #N/A | #N/A | 0 | 0
[6 empty] | 244 | [27 empty] | 0 | 0 | 0 | 0 |  | 0 | 0 |  | TRUE | 0 | 0 | 0 | FALSE | +00 | +00 | TRUE | TRUE | FALSE | FALSE | 0 | 0 | TRUE | TRUE | FALSE | FALSE | 0 | 0 | #N/A | #N/A | #N/A | 0 | 0 | 0 | 0 | 0 | 0 | 0 | 0 | #N/A | 100000 | #N/A | 100000 | #N/A | 0 | #N/A | 0 | #N/A | 0.005307 | #N/A | 0.005307 | [22 empty] | 244 | #N/A | #N/A | #N/A | #N/A | #N/A | #N/A | 0 | #VALUE! | 244 | 0 | #N/A | 0 | N/A | 0 | N/A |  | 244 | 0 | #N/A | #N/A | #N/A | #N/A | 0 | 0
[6 empty] | 245 | [27 empty] | 0 | 0 | 0 | 0 |  | 0 | 0 |  | TRUE | 0 | 0 | 0 | FALSE | +00 | +00 | TRUE | TRUE | FALSE | FALSE | 0 | 0 | TRUE | TRUE | FALSE | FALSE | 0 | 0 | #N/A | #N/A | #N/A | 0 | 0 | 0 | 0 | 0 | 0 | 0 | 0 | #N/A | 100000 | #N/A | 100000 | #N/A | 0 | #N/A | 0 | #N/A | 0.005307 | #N/A | 0.005307 | [22 empty] | 245 | #N/A | #N/A | #N/A | #N/A | #N/A | #N/A | 0 | #VALUE! | 245 | 0 | #N/A | 0 | N/A | 0 | N/A |  | 245 | 0 | #N/A | #N/A | #N/A | #N/A | 0 | 0
[6 empty] | 246 | [27 empty] | 0 | 0 | 0 | 0 |  | 0 | 0 |  | TRUE | 0 | 0 | 0 | FALSE | +00 | +00 | TRUE | TRUE | FALSE | FALSE | 0 | 0 | TRUE | TRUE | FALSE | FALSE | 0 | 0 | #N/A | #N/A | #N/A | 0 | 0 | 0 | 0 | 0 | 0 | 0 | 0 | #N/A | 100000 | #N/A | 100000 | #N/A | 0 | #N/A | 0 | #N/A | 0.005307 | #N/A | 0.005307 | [22 empty] | 246 | #N/A | #N/A | #N/A | #N/A | #N/A | #N/A | 0 | #VALUE! | 246 | 0 | #N/A | 0 | N/A | 0 | N/A |  | 246 | 0 | #N/A | #N/A | #N/A | #N/A | 0 | 0
[6 empty] | 247 | [27 empty] | 0 | 0 | 0 | 0 |  | 0 | 0 |  | TRUE | 0 | 0 | 0 | FALSE | +00 | +00 | TRUE | TRUE | FALSE | FALSE | 0 | 0 | TRUE | TRUE | FALSE | FALSE | 0 | 0 | #N/A | #N/A | #N/A | 0 | 0 | 0 | 0 | 0 | 0 | 0 | 0 | #N/A | 100000 | #N/A | 100000 | #N/A | 0 | #N/A | 0 | #N/A | 0.005307 | #N/A | 0.005307 | [22 empty] | 247 | #N/A | #N/A | #N/A | #N/A | #N/A | #N/A | 0 | #VALUE! | 247 | 0 | #N/A | 0 | N/A | 0 | N/A |  | 247 | 0 | #N/A | #N/A | #N/A | #N/A | 0 | 0
[6 empty] | 248 | [27 empty] | 0 | 0 | 0 | 0 |  | 0 | 0 |  | TRUE | 0 | 0 | 0 | FALSE | +00 | +00 | TRUE | TRUE | FALSE | FALSE | 0 | 0 | TRUE | TRUE | FALSE | FALSE | 0 | 0 | #N/A | #N/A | #N/A | 0 | 0 | 0 | 0 | 0 | 0 | 0 | 0 | #N/A | 100000 | #N/A | 100000 | #N/A | 0 | #N/A | 0 | #N/A | 0.005307 | #N/A | 0.005307 | [22 empty] | 248 | #N/A | #N/A | #N/A | #N/A | #N/A | #N/A | 0 | #VALUE! | 248 | 0 | #N/A | 0 | N/A | 0 | N/A |  | 248 | 0 | #N/A | #N/A | #N/A | #N/A | 0 | 0
[6 empty] | 249 | [27 empty] | 0 | 0 | 0 | 0 |  | 0 | 0 |  | TRUE | 0 | 0 | 0 | FALSE | +00 | +00 | TRUE | TRUE | FALSE | FALSE | 0 | 0 | TRUE | TRUE | FALSE | FALSE | 0 | 0 | #N/A | #N/A | #N/A | 0 | 0 | 0 | 0 | 0 | 0 | 0 | 0 | #N/A | 100000 | #N/A | 100000 | #N/A | 0 | #N/A | 0 | #N/A | 0.005307 | #N/A | 0.005307 | [22 empty] | 249 | #N/A | #N/A | #N/A | #N/A | #N/A | #N/A | 0 | #VALUE! | 249 | 0 | #N/A | 0 | N/A | 0 | N/A |  | 249 | 0 | #N/A | #N/A | #N/A | #N/A | 0 | 0
[6 empty] | 250 | [27 empty] | 0 | 0 | 0 | 0 |  | 0 | 0 |  | TRUE | 0 | 0 | 0 | FALSE | +00 | +00 | TRUE | TRUE | FALSE | FALSE | 0 | 0 | TRUE | TRUE | FALSE | FALSE | 0 | 0 | #N/A | #N/A | #N/A | 0 | 0 | 0 | 0 | 0 | 0 | 0 | 0 | #N/A | 100000 | #N/A | 100000 | #N/A | 0 | #N/A | 0 | #N/A | 0.005307 | #N/A | 0.005307 | [22 empty] | 250 | #N/A | #N/A | #N/A | #N/A | #N/A | #N/A | 0 | #VALUE! | 250 | 0 | #N/A | 0 | N/A | 0 | N/A |  | 250 | 0 | #N/A | #N/A | #N/A | #N/A | 0 | 0
[6 empty] | 251 | [27 empty] | 0 | 0 | 0 | 0 |  | 0 | 0 |  | TRUE | 0 | 0 | 0 | FALSE | +00 | +00 | TRUE | TRUE | FALSE | FALSE | 0 | 0 | TRUE | TRUE | FALSE | FALSE | 0 | 0 | #N/A | #N/A | #N/A | 0 | 0 | 0 | 0 | 0 | 0 | 0 | 0 | #N/A | 100000 | #N/A | 100000 | #N/A | 0 | #N/A | 0 | #N/A | 0.005307 | #N/A | 0.005307 | [22 empty] | 251 | #N/A | #N/A | #N/A | #N/A | #N/A | #N/A | 0 | #VALUE! | 251 | 0 | #N/A | 0 | N/A | 0 | N/A |  | 251 | 0 | #N/A | #N/A | #N/A | #N/A | 0 | 0
[6 empty] | 252 | [27 empty] | 0 | 0 | 0 | 0 |  | 0 | 0 |  | TRUE | 0 | 0 | 0 | FALSE | +00 | +00 | TRUE | TRUE | FALSE | FALSE | 0 | 0 | TRUE | TRUE | FALSE | FALSE | 0 | 0 | #N/A | #N/A | #N/A | 0 | 0 | 0 | 0 | 0 | 0 | 0 | 0 | #N/A | 100000 | #N/A | 100000 | #N/A | 0 | #N/A | 0 | #N/A | 0.005307 | #N/A | 0.005307 | [22 empty] | 252 | #N/A | #N/A | #N/A | #N/A | #N/A | #N/A | 0 | #VALUE! | 252 | 0 | #N/A | 0 | N/A | 0 | N/A |  | 252 | 0 | #N/A | #N/A | #N/A | #N/A | 0 | 0
[6 empty] | 253 | [27 empty] | 0 | 0 | 0 | 0 |  | 0 | 0 |  | TRUE | 0 | 0 | 0 | FALSE | +00 | +00 | TRUE | TRUE | FALSE | FALSE | 0 | 0 | TRUE | TRUE | FALSE | FALSE | 0 | 0 | #N/A | #N/A | #N/A | 0 | 0 | 0 | 0 | 0 | 0 | 0 | 0 | #N/A | 100000 | #N/A | 100000 | #N/A | 0 | #N/A | 0 | #N/A | 0.005307 | #N/A | 0.005307 | [22 empty] | 253 | #N/A | #N/A | #N/A | #N/A | #N/A | #N/A | 0 | #VALUE! | 253 | 0 | #N/A | 0 | N/A | 0 | N/A |  | 253 | 0 | #N/A | #N/A | #N/A | #N/A | 0 | 0
[6 empty] | 254 | [27 empty] | 0 | 0 | 0 | 0 |  | 0 | 0 |  | TRUE | 0 | 0 | 0 | FALSE | +00 | +00 | TRUE | TRUE | FALSE | FALSE | 0 | 0 | TRUE | TRUE | FALSE | FALSE | 0 | 0 | #N/A | #N/A | #N/A | 0 | 0 | 0 | 0 | 0 | 0 | 0 | 0 | #N/A | 100000 | #N/A | 100000 | #N/A | 0 | #N/A | 0 | #N/A | 0.005307 | #N/A | 0.005307 | [22 empty] | 254 | #N/A | #N/A | #N/A | #N/A | #N/A | #N/A | 0 | #VALUE! | 254 | 0 | #N/A | 0 | N/A | 0 | N/A |  | 254 | 0 | #N/A | #N/A | #N/A | #N/A | 0 | 0
[6 empty] | 255 | [27 empty] | 0 | 0 | 0 | 0 |  | 0 | 0 |  | TRUE | 0 | 0 | 0 | FALSE | +00 | +00 | TRUE | TRUE | FALSE | FALSE | 0 | 0 | TRUE | TRUE | FALSE | FALSE | 0 | 0 | #N/A | #N/A | #N/A | 0 | 0 | 0 | 0 | 0 | 0 | 0 | 0 | #N/A | 100000 | #N/A | 100000 | #N/A | 0 | #N/A | 0 | #N/A | 0.005307 | #N/A | 0.005307 | [22 empty] | 255 | #N/A | #N/A | #N/A | #N/A | #N/A | #N/A | 0 | #VALUE! | 255 | 0 | #N/A | 0 | N/A | 0 | N/A |  | 255 | 0 | #N/A | #N/A | #N/A | #N/A | 0 | 0
[6 empty] | 256 | [27 empty] | 0 | 0 | 0 | 0 |  | 0 | 0 |  | TRUE | 0 | 0 | 0 | FALSE | +00 | +00 | TRUE | TRUE | FALSE | FALSE | 0 | 0 | TRUE | TRUE | FALSE | FALSE | 0 | 0 | #N/A | #N/A | #N/A | 0 | 0 | 0 | 0 | 0 | 0 | 0 | 0 | #N/A | 100000 | #N/A | 100000 | #N/A | 0 | #N/A | 0 | #N/A | 0.005307 | #N/A | 0.005307 | [22 empty] | 256 | #N/A | #N/A | #N/A | #N/A | #N/A | #N/A | 0 | #VALUE! | 256 | 0 | #N/A | 0 | N/A | 0 | N/A |  | 256 | 0 | #N/A | #N/A | #N/A | #N/A | 0 | 0
[6 empty] | 257 | [27 empty] | 0 | 0 | 0 | 0 |  | 0 | 0 |  | TRUE | 0 | 0 | 0 | FALSE | +00 | +00 | TRUE | TRUE | FALSE | FALSE | 0 | 0 | TRUE | TRUE | FALSE | FALSE | 0 | 0 | #N/A | #N/A | #N/A | 0 | 0 | 0 | 0 | 0 | 0 | 0 | 0 | #N/A | 100000 | #N/A | 100000 | #N/A | 0 | #N/A | 0 | #N/A | 0.005307 | #N/A | 0.005307 | [22 empty] | 257 | #N/A | #N/A | #N/A | #N/A | #N/A | #N/A | 0 | #VALUE! | 257 | 0 | #N/A | 0 | N/A | 0 | N/A |  | 257 | 0 | #N/A | #N/A | #N/A | #N/A | 0 | 0
[6 empty] | 258 | [27 empty] | 0 | 0 | 0 | 0 |  | 0 | 0 |  | TRUE | 0 | 0 | 0 | FALSE | +00 | +00 | TRUE | TRUE | FALSE | FALSE | 0 | 0 | TRUE | TRUE | FALSE | FALSE | 0 | 0 | #N/A | #N/A | #N/A | 0 | 0 | 0 | 0 | 0 | 0 | 0 | 0 | #N/A | 100000 | #N/A | 100000 | #N/A | 0 | #N/A | 0 | #N/A | 0.005307 | #N/A | 0.005307 | [22 empty] | 258 | #N/A | #N/A | #N/A | #N/A | #N/A | #N/A | 0 | #VALUE! | 258 | 0 | #N/A | 0 | N/A | 0 | N/A |  | 258 | 0 | #N/A | #N/A | #N/A | #N/A | 0 | 0
[6 empty] | 259 | [27 empty] | 0 | 0 | 0 | 0 |  | 0 | 0 |  | TRUE | 0 | 0 | 0 | FALSE | +00 | +00 | TRUE | TRUE | FALSE | FALSE | 0 | 0 | TRUE | TRUE | FALSE | FALSE | 0 | 0 | #N/A | #N/A | #N/A | 0 | 0 | 0 | 0 | 0 | 0 | 0 | 0 | #N/A | 100000 | #N/A | 100000 | #N/A | 0 | #N/A | 0 | #N/A | 0.005307 | #N/A | 0.005307 | [22 empty] | 259 | #N/A | #N/A | #N/A | #N/A | #N/A | #N/A | 0 | #VALUE! | 259 | 0 | #N/A | 0 | N/A | 0 | N/A |  | 259 | 0 | #N/A | #N/A | #N/A | #N/A | 0 | 0
[6 empty] | 260 | [27 empty] | 0 | 0 | 0 | 0 |  | 0 | 0 |  | TRUE | 0 | 0 | 0 | FALSE | +00 | +00 | TRUE | TRUE | FALSE | FALSE | 0 | 0 | TRUE | TRUE | FALSE | FALSE | 0 | 0 | #N/A | #N/A | #N/A | 0 | 0 | 0 | 0 | 0 | 0 | 0 | 0 | #N/A | 100000 | #N/A | 100000 | #N/A | 0 | #N/A | 0 | #N/A | 0.005307 | #N/A | 0.005307 | [22 empty] | 260 | #N/A | #N/A | #N/A | #N/A | #N/A | #N/A | 0 | #VALUE! | 260 | 0 | #N/A | 0 | N/A | 0 | N/A |  | 260 | 0 | #N/A | #N/A | #N/A | #N/A | 0 | 0
[6 empty] | 261 | [27 empty] | 0 | 0 | 0 | 0 |  | 0 | 0 |  | TRUE | 0 | 0 | 0 | FALSE | +00 | +00 | TRUE | TRUE | FALSE | FALSE | 0 | 0 | TRUE | TRUE | FALSE | FALSE | 0 | 0 | #N/A | #N/A | #N/A | 0 | 0 | 0 | 0 | 0 | 0 | 0 | 0 | #N/A | 100000 | #N/A | 100000 | #N/A | 0 | #N/A | 0 | #N/A | 0.005307 | #N/A | 0.005307 | [22 empty] | 261 | #N/A | #N/A | #N/A | #N/A | #N/A | #N/A | 0 | #VALUE! | 261 | 0 | #N/A | 0 | N/A | 0 | N/A |  | 261 | 0 | #N/A | #N/A | #N/A | #N/A | 0 | 0
[6 empty] | 262 | [27 empty] | 0 | 0 | 0 | 0 |  | 0 | 0 |  | TRUE | 0 | 0 | 0 | FALSE | +00 | +00 | TRUE | TRUE | FALSE | FALSE | 0 | 0 | TRUE | TRUE | FALSE | FALSE | 0 | 0 | #N/A | #N/A | #N/A | 0 | 0 | 0 | 0 | 0 | 0 | 0 | 0 | #N/A | 100000 | #N/A | 100000 | #N/A | 0 | #N/A | 0 | #N/A | 0.005307 | #N/A | 0.005307 | [22 empty] | 262 | #N/A | #N/A | #N/A | #N/A | #N/A | #N/A | 0 | #VALUE! | 262 | 0 | #N/A | 0 | N/A | 0 | N/A |  | 262 | 0 | #N/A | #N/A | #N/A | #N/A | 0 | 0
[6 empty] | 263 | [27 empty] | 0 | 0 | 0 | 0 |  | 0 | 0 |  | TRUE | 0 | 0 | 0 | FALSE | +00 | +00 | TRUE | TRUE | FALSE | FALSE | 0 | 0 | TRUE | TRUE | FALSE | FALSE | 0 | 0 | #N/A | #N/A | #N/A | 0 | 0 | 0 | 0 | 0 | 0 | 0 | 0 | #N/A | 100000 | #N/A | 100000 | #N/A | 0 | #N/A | 0 | #N/A | 0.005307 | #N/A | 0.005307 | [22 empty] | 263 | #N/A | #N/A | #N/A | #N/A | #N/A | #N/A | 0 | #VALUE! | 263 | 0 | #N/A | 0 | N/A | 0 | N/A |  | 263 | 0 | #N/A | #N/A | #N/A | #N/A | 0 | 0
[6 empty] | 264 | [27 empty] | 0 | 0 | 0 | 0 |  | 0 | 0 |  | TRUE | 0 | 0 | 0 | FALSE | +00 | +00 | TRUE | TRUE | FALSE | FALSE | 0 | 0 | TRUE | TRUE | FALSE | FALSE | 0 | 0 | #N/A | #N/A | #N/A | 0 | 0 | 0 | 0 | 0 | 0 | 0 | 0 | #N/A | 100000 | #N/A | 100000 | #N/A | 0 | #N/A | 0 | #N/A | 0.005307 | #N/A | 0.005307 | [22 empty] | 264 | #N/A | #N/A | #N/A | #N/A | #N/A | #N/A | 0 | #VALUE! | 264 | 0 | #N/A | 0 | N/A | 0 | N/A |  | 264 | 0 | #N/A | #N/A | #N/A | #N/A | 0 | 0
[6 empty] | 265 | [27 empty] | 0 | 0 | 0 | 0 |  | 0 | 0 |  | TRUE | 0 | 0 | 0 | FALSE | +00 | +00 | TRUE | TRUE | FALSE | FALSE | 0 | 0 | TRUE | TRUE | FALSE | FALSE | 0 | 0 | #N/A | #N/A | #N/A | 0 | 0 | 0 | 0 | 0 | 0 | 0 | 0 | #N/A | 100000 | #N/A | 100000 | #N/A | 0 | #N/A | 0 | #N/A | 0.005307 | #N/A | 0.005307 | [22 empty] | 265 | #N/A | #N/A | #N/A | #N/A | #N/A | #N/A | 0 | #VALUE! | 265 | 0 | #N/A | 0 | N/A | 0 | N/A |  | 265 | 0 | #N/A | #N/A | #N/A | #N/A | 0 | 0
[6 empty] | 266 | [27 empty] | 0 | 0 | 0 | 0 |  | 0 | 0 |  | TRUE | 0 | 0 | 0 | FALSE | +00 | +00 | TRUE | TRUE | FALSE | FALSE | 0 | 0 | TRUE | TRUE | FALSE | FALSE | 0 | 0 | #N/A | #N/A | #N/A | 0 | 0 | 0 | 0 | 0 | 0 | 0 | 0 | #N/A | 100000 | #N/A | 100000 | #N/A | 0 | #N/A | 0 | #N/A | 0.005307 | #N/A | 0.005307 | [22 empty] | 266 | #N/A | #N/A | #N/A | #N/A | #N/A | #N/A | 0 | #VALUE! | 266 | 0 | #N/A | 0 | N/A | 0 | N/A |  | 266 | 0 | #N/A | #N/A | #N/A | #N/A | 0 | 0
[6 empty] | 267 | [27 empty] | 0 | 0 | 0 | 0 |  | 0 | 0 |  | TRUE | 0 | 0 | 0 | FALSE | +00 | +00 | TRUE | TRUE | FALSE | FALSE | 0 | 0 | TRUE | TRUE | FALSE | FALSE | 0 | 0 | #N/A | #N/A | #N/A | 0 | 0 | 0 | 0 | 0 | 0 | 0 | 0 | #N/A | 100000 | #N/A | 100000 | #N/A | 0 | #N/A | 0 | #N/A | 0.005307 | #N/A | 0.005307 | [22 empty] | 267 | #N/A | #N/A | #N/A | #N/A | #N/A | #N/A | 0 | #VALUE! | 267 | 0 | #N/A | 0 | N/A | 0 | N/A |  | 267 | 0 | #N/A | #N/A | #N/A | #N/A | 0 | 0
[6 empty] | 268 | [27 empty] | 0 | 0 | 0 | 0 |  | 0 | 0 |  | TRUE | 0 | 0 | 0 | FALSE | +00 | +00 | TRUE | TRUE | FALSE | FALSE | 0 | 0 | TRUE | TRUE | FALSE | FALSE | 0 | 0 | #N/A | #N/A | #N/A | 0 | 0 | 0 | 0 | 0 | 0 | 0 | 0 | #N/A | 100000 | #N/A | 100000 | #N/A | 0 | #N/A | 0 | #N/A | 0.005307 | #N/A | 0.005307 | [22 empty] | 268 | #N/A | #N/A | #N/A | #N/A | #N/A | #N/A | 0 | #VALUE! | 268 | 0 | #N/A | 0 | N/A | 0 | N/A |  | 268 | 0 | #N/A | #N/A | #N/A | #N/A | 0 | 0
[6 empty] | 269 | [27 empty] | 0 | 0 | 0 | 0 |  | 0 | 0 |  | TRUE | 0 | 0 | 0 | FALSE | +00 | +00 | TRUE | TRUE | FALSE | FALSE | 0 | 0 | TRUE | TRUE | FALSE | FALSE | 0 | 0 | #N/A | #N/A | #N/A | 0 | 0 | 0 | 0 | 0 | 0 | 0 | 0 | #N/A | 100000 | #N/A | 100000 | #N/A | 0 | #N/A | 0 | #N/A | 0.005307 | #N/A | 0.005307 | [22 empty] | 269 | #N/A | #N/A | #N/A | #N/A | #N/A | #N/A | 0 | #VALUE! | 269 | 0 | #N/A | 0 | N/A | 0 | N/A |  | 269 | 0 | #N/A | #N/A | #N/A | #N/A | 0 | 0
[6 empty] | 270 | [27 empty] | 0 | 0 | 0 | 0 |  | 0 | 0 |  | TRUE | 0 | 0 | 0 | FALSE | +00 | +00 | TRUE | TRUE | FALSE | FALSE | 0 | 0 | TRUE | TRUE | FALSE | FALSE | 0 | 0 | #N/A | #N/A | #N/A | 0 | 0 | 0 | 0 | 0 | 0 | 0 | 0 | #N/A | 100000 | #N/A | 100000 | #N/A | 0 | #N/A | 0 | #N/A | 0.005307 | #N/A | 0.005307 | [22 empty] | 270 | #N/A | #N/A | #N/A | #N/A | #N/A | #N/A | 0 | #VALUE! | 270 | 0 | #N/A | 0 | N/A | 0 | N/A |  | 270 | 0 | #N/A | #N/A | #N/A | #N/A | 0 | 0
[6 empty] | 271 | [27 empty] | 0 | 0 | 0 | 0 |  | 0 | 0 |  | TRUE | 0 | 0 | 0 | FALSE | +00 | +00 | TRUE | TRUE | FALSE | FALSE | 0 | 0 | TRUE | TRUE | FALSE | FALSE | 0 | 0 | #N/A | #N/A | #N/A | 0 | 0 | 0 | 0 | 0 | 0 | 0 | 0 | #N/A | 100000 | #N/A | 100000 | #N/A | 0 | #N/A | 0 | #N/A | 0.005307 | #N/A | 0.005307 | [22 empty] | 271 | #N/A | #N/A | #N/A | #N/A | #N/A | #N/A | 0 | #VALUE! | 271 | 0 | #N/A | 0 | N/A | 0 | N/A |  | 271 | 0 | #N/A | #N/A | #N/A | #N/A | 0 | 0
[6 empty] | 272 | [27 empty] | 0 | 0 | 0 | 0 |  | 0 | 0 |  | TRUE | 0 | 0 | 0 | FALSE | +00 | +00 | TRUE | TRUE | FALSE | FALSE | 0 | 0 | TRUE | TRUE | FALSE | FALSE | 0 | 0 | #N/A | #N/A | #N/A | 0 | 0 | 0 | 0 | 0 | 0 | 0 | 0 | #N/A | 100000 | #N/A | 100000 | #N/A | 0 | #N/A | 0 | #N/A | 0.005307 | #N/A | 0.005307 | [22 empty] | 272 | #N/A | #N/A | #N/A | #N/A | #N/A | #N/A | 0 | #VALUE! | 272 | 0 | #N/A | 0 | N/A | 0 | N/A |  | 272 | 0 | #N/A | #N/A | #N/A | #N/A | 0 | 0
[6 empty] | 273 | [27 empty] | 0 | 0 | 0 | 0 |  | 0 | 0 |  | TRUE | 0 | 0 | 0 | FALSE | +00 | +00 | TRUE | TRUE | FALSE | FALSE | 0 | 0 | TRUE | TRUE | FALSE | FALSE | 0 | 0 | #N/A | #N/A | #N/A | 0 | 0 | 0 | 0 | 0 | 0 | 0 | 0 | #N/A | 100000 | #N/A | 100000 | #N/A | 0 | #N/A | 0 | #N/A | 0.005307 | #N/A | 0.005307 | [22 empty] | 273 | #N/A | #N/A | #N/A | #N/A | #N/A | #N/A | 0 | #VALUE! | 273 | 0 | #N/A | 0 | N/A | 0 | N/A |  | 273 | 0 | #N/A | #N/A | #N/A | #N/A | 0 | 0
[6 empty] | 274 | [27 empty] | 0 | 0 | 0 | 0 |  | 0 | 0 |  | TRUE | 0 | 0 | 0 | FALSE | +00 | +00 | TRUE | TRUE | FALSE | FALSE | 0 | 0 | TRUE | TRUE | FALSE | FALSE | 0 | 0 | #N/A | #N/A | #N/A | 0 | 0 | 0 | 0 | 0 | 0 | 0 | 0 | #N/A | 100000 | #N/A | 100000 | #N/A | 0 | #N/A | 0 | #N/A | 0.005307 | #N/A | 0.005307 | [22 empty] | 274 | #N/A | #N/A | #N/A | #N/A | #N/A | #N/A | 0 | #VALUE! | 274 | 0 | #N/A | 0 | N/A | 0 | N/A |  | 274 | 0 | #N/A | #N/A | #N/A | #N/A | 0 | 0
[6 empty] | 275 | [27 empty] | 0 | 0 | 0 | 0 |  | 0 | 0 |  | TRUE | 0 | 0 | 0 | FALSE | +00 | +00 | TRUE | TRUE | FALSE | FALSE | 0 | 0 | TRUE | TRUE | FALSE | FALSE | 0 | 0 | #N/A | #N/A | #N/A | 0 | 0 | 0 | 0 | 0 | 0 | 0 | 0 | #N/A | 100000 | #N/A | 100000 | #N/A | 0 | #N/A | 0 | #N/A | 0.005307 | #N/A | 0.005307 | [22 empty] | 275 | #N/A | #N/A | #N/A | #N/A | #N/A | #N/A | 0 | #VALUE! | 275 | 0 | #N/A | 0 | N/A | 0 | N/A |  | 275 | 0 | #N/A | #N/A | #N/A | #N/A | 0 | 0
[6 empty] | 276 | [27 empty] | 0 | 0 | 0 | 0 |  | 0 | 0 |  | TRUE | 0 | 0 | 0 | FALSE | +00 | +00 | TRUE | TRUE | FALSE | FALSE | 0 | 0 | TRUE | TRUE | FALSE | FALSE | 0 | 0 | #N/A | #N/A | #N/A | 0 | 0 | 0 | 0 | 0 | 0 | 0 | 0 | #N/A | 100000 | #N/A | 100000 | #N/A | 0 | #N/A | 0 | #N/A | 0.005307 | #N/A | 0.005307 | [22 empty] | 276 | #N/A | #N/A | #N/A | #N/A | #N/A | #N/A | 0 | #VALUE! | 276 | 0 | #N/A | 0 | N/A | 0 | N/A |  | 276 | 0 | #N/A | #N/A | #N/A | #N/A | 0 | 0
[6 empty] | 277 | [27 empty] | 0 | 0 | 0 | 0 |  | 0 | 0 |  | TRUE | 0 | 0 | 0 | FALSE | +00 | +00 | TRUE | TRUE | FALSE | FALSE | 0 | 0 | TRUE | TRUE | FALSE | FALSE | 0 | 0 | #N/A | #N/A | #N/A | 0 | 0 | 0 | 0 | 0 | 0 | 0 | 0 | #N/A | 100000 | #N/A | 100000 | #N/A | 0 | #N/A | 0 | #N/A | 0.005307 | #N/A | 0.005307 | [22 empty] | 277 | #N/A | #N/A | #N/A | #N/A | #N/A | #N/A | 0 | #VALUE! | 277 | 0 | #N/A | 0 | N/A | 0 | N/A |  | 277 | 0 | #N/A | #N/A | #N/A | #N/A | 0 | 0
[6 empty] | 278 | [27 empty] | 0 | 0 | 0 | 0 |  | 0 | 0 |  | TRUE | 0 | 0 | 0 | FALSE | +00 | +00 | TRUE | TRUE | FALSE | FALSE | 0 | 0 | TRUE | TRUE | FALSE | FALSE | 0 | 0 | #N/A | #N/A | #N/A | 0 | 0 | 0 | 0 | 0 | 0 | 0 | 0 | #N/A | 100000 | #N/A | 100000 | #N/A | 0 | #N/A | 0 | #N/A | 0.005307 | #N/A | 0.005307 | [22 empty] | 278 | #N/A | #N/A | #N/A | #N/A | #N/A | #N/A | 0 | #VALUE! | 278 | 0 | #N/A | 0 | N/A | 0 | N/A |  | 278 | 0 | #N/A | #N/A | #N/A | #N/A | 0 | 0
[6 empty] | 279 | [27 empty] | 0 | 0 | 0 | 0 |  | 0 | 0 |  | TRUE | 0 | 0 | 0 | FALSE | +00 | +00 | TRUE | TRUE | FALSE | FALSE | 0 | 0 | TRUE | TRUE | FALSE | FALSE | 0 | 0 | #N/A | #N/A | #N/A | 0 | 0 | 0 | 0 | 0 | 0 | 0 | 0 | #N/A | 100000 | #N/A | 100000 | #N/A | 0 | #N/A | 0 | #N/A | 0.005307 | #N/A | 0.005307 | [22 empty] | 279 | #N/A | #N/A | #N/A | #N/A | #N/A | #N/A | 0 | #VALUE! | 279 | 0 | #N/A | 0 | N/A | 0 | N/A |  | 279 | 0 | #N/A | #N/A | #N/A | #N/A | 0 | 0
[6 empty] | 280 | [27 empty] | 0 | 0 | 0 | 0 |  | 0 | 0 |  | TRUE | 0 | 0 | 0 | FALSE | +00 | +00 | TRUE | TRUE | FALSE | FALSE | 0 | 0 | TRUE | TRUE | FALSE | FALSE | 0 | 0 | #N/A | #N/A | #N/A | 0 | 0 | 0 | 0 | 0 | 0 | 0 | 0 | #N/A | 100000 | #N/A | 100000 | #N/A | 0 | #N/A | 0 | #N/A | 0.005307 | #N/A | 0.005307 | [22 empty] | 280 | #N/A | #N/A | #N/A | #N/A | #N/A | #N/A | 0 | #VALUE! | 280 | 0 | #N/A | 0 | N/A | 0 | N/A |  | 280 | 0 | #N/A | #N/A | #N/A | #N/A | 0 | 0
[6 empty] | 281 | [27 empty] | 0 | 0 | 0 | 0 |  | 0 | 0 |  | TRUE | 0 | 0 | 0 | FALSE | +00 | +00 | TRUE | TRUE | FALSE | FALSE | 0 | 0 | TRUE | TRUE | FALSE | FALSE | 0 | 0 | #N/A | #N/A | #N/A | 0 | 0 | 0 | 0 | 0 | 0 | 0 | 0 | #N/A | 100000 | #N/A | 100000 | #N/A | 0 | #N/A | 0 | #N/A | 0.005307 | #N/A | 0.005307 | [22 empty] | 281 | #N/A | #N/A | #N/A | #N/A | #N/A | #N/A | 0 | #VALUE! | 281 | 0 | #N/A | 0 | N/A | 0 | N/A |  | 281 | 0 | #N/A | #N/A | #N/A | #N/A | 0 | 0
[6 empty] | 282 | [27 empty] | 0 | 0 | 0 | 0 |  | 0 | 0 |  | TRUE | 0 | 0 | 0 | FALSE | +00 | +00 | TRUE | TRUE | FALSE | FALSE | 0 | 0 | TRUE | TRUE | FALSE | FALSE | 0 | 0 | #N/A | #N/A | #N/A | 0 | 0 | 0 | 0 | 0 | 0 | 0 | 0 | #N/A | 100000 | #N/A | 100000 | #N/A | 0 | #N/A | 0 | #N/A | 0.005307 | #N/A | 0.005307 | [22 empty] | 282 | #N/A | #N/A | #N/A | #N/A | #N/A | #N/A | 0 | #VALUE! | 282 | 0 | #N/A | 0 | N/A | 0 | N/A |  | 282 | 0 | #N/A | #N/A | #N/A | #N/A | 0 | 0
[6 empty] | 283 | [27 empty] | 0 | 0 | 0 | 0 |  | 0 | 0 |  | TRUE | 0 | 0 | 0 | FALSE | +00 | +00 | TRUE | TRUE | FALSE | FALSE | 0 | 0 | TRUE | TRUE | FALSE | FALSE | 0 | 0 | #N/A | #N/A | #N/A | 0 | 0 | 0 | 0 | 0 | 0 | 0 | 0 | #N/A | 100000 | #N/A | 100000 | #N/A | 0 | #N/A | 0 | #N/A | 0.005307 | #N/A | 0.005307 | [22 empty] | 283 | #N/A | #N/A | #N/A | #N/A | #N/A | #N/A | 0 | #VALUE! | 283 | 0 | #N/A | 0 | N/A | 0 | N/A |  | 283 | 0 | #N/A | #N/A | #N/A | #N/A | 0 | 0
[6 empty] | 284 | [27 empty] | 0 | 0 | 0 | 0 |  | 0 | 0 |  | TRUE | 0 | 0 | 0 | FALSE | +00 | +00 | TRUE | TRUE | FALSE | FALSE | 0 | 0 | TRUE | TRUE | FALSE | FALSE | 0 | 0 | #N/A | #N/A | #N/A | 0 | 0 | 0 | 0 | 0 | 0 | 0 | 0 | #N/A | 100000 | #N/A | 100000 | #N/A | 0 | #N/A | 0 | #N/A | 0.005307 | #N/A | 0.005307 | [22 empty] | 284 | #N/A | #N/A | #N/A | #N/A | #N/A | #N/A | 0 | #VALUE! | 284 | 0 | #N/A | 0 | N/A | 0 | N/A |  | 284 | 0 | #N/A | #N/A | #N/A | #N/A | 0 | 0
[6 empty] | 285 | [27 empty] | 0 | 0 | 0 | 0 |  | 0 | 0 |  | TRUE | 0 | 0 | 0 | FALSE | +00 | +00 | TRUE | TRUE | FALSE | FALSE | 0 | 0 | TRUE | TRUE | FALSE | FALSE | 0 | 0 | #N/A | #N/A | #N/A | 0 | 0 | 0 | 0 | 0 | 0 | 0 | 0 | #N/A | 100000 | #N/A | 100000 | #N/A | 0 | #N/A | 0 | #N/A | 0.005307 | #N/A | 0.005307 | [22 empty] | 285 | #N/A | #N/A | #N/A | #N/A | #N/A | #N/A | 0 | #VALUE! | 285 | 0 | #N/A | 0 | N/A | 0 | N/A |  | 285 | 0 | #N/A | #N/A | #N/A | #N/A | 0 | 0
[6 empty] | 286 | [27 empty] | 0 | 0 | 0 | 0 |  | 0 | 0 |  | TRUE | 0 | 0 | 0 | FALSE | +00 | +00 | TRUE | TRUE | FALSE | FALSE | 0 | 0 | TRUE | TRUE | FALSE | FALSE | 0 | 0 | #N/A | #N/A | #N/A | 0 | 0 | 0 | 0 | 0 | 0 | 0 | 0 | #N/A | 100000 | #N/A | 100000 | #N/A | 0 | #N/A | 0 | #N/A | 0.005307 | #N/A | 0.005307 | [22 empty] | 286 | #N/A | #N/A | #N/A | #N/A | #N/A | #N/A | 0 | #VALUE! | 286 | 0 | #N/A | 0 | N/A | 0 | N/A |  | 286 | 0 | #N/A | #N/A | #N/A | #N/A | 0 | 0
[6 empty] | 287 | [27 empty] | 0 | 0 | 0 | 0 |  | 0 | 0 |  | TRUE | 0 | 0 | 0 | FALSE | +00 | +00 | TRUE | TRUE | FALSE | FALSE | 0 | 0 | TRUE | TRUE | FALSE | FALSE | 0 | 0 | #N/A | #N/A | #N/A | 0 | 0 | 0 | 0 | 0 | 0 | 0 | 0 | #N/A | 100000 | #N/A | 100000 | #N/A | 0 | #N/A | 0 | #N/A | 0.005307 | #N/A | 0.005307 | [22 empty] | 287 | #N/A | #N/A | #N/A | #N/A | #N/A | #N/A | 0 | #VALUE! | 287 | 0 | #N/A | 0 | N/A | 0 | N/A |  | 287 | 0 | #N/A | #N/A | #N/A | #N/A | 0 | 0
[6 empty] | 288 | [27 empty] | 0 | 0 | 0 | 0 |  | 0 | 0 |  | TRUE | 0 | 0 | 0 | FALSE | +00 | +00 | TRUE | TRUE | FALSE | FALSE | 0 | 0 | TRUE | TRUE | FALSE | FALSE | 0 | 0 | #N/A | #N/A | #N/A | 0 | 0 | 0 | 0 | 0 | 0 | 0 | 0 | #N/A | 100000 | #N/A | 100000 | #N/A | 0 | #N/A | 0 | #N/A | 0.005307 | #N/A | 0.005307 | [22 empty] | 288 | #N/A | #N/A | #N/A | #N/A | #N/A | #N/A | 0 | #VALUE! | 288 | 0 | #N/A | 0 | N/A | 0 | N/A |  | 288 | 0 | #N/A | #N/A | #N/A | #N/A | 0 | 0
[6 empty] | 289 | [27 empty] | 0 | 0 | 0 | 0 |  | 0 | 0 |  | TRUE | 0 | 0 | 0 | FALSE | +00 | +00 | TRUE | TRUE | FALSE | FALSE | 0 | 0 | TRUE | TRUE | FALSE | FALSE | 0 | 0 | #N/A | #N/A | #N/A | 0 | 0 | 0 | 0 | 0 | 0 | 0 | 0 | #N/A | 100000 | #N/A | 100000 | #N/A | 0 | #N/A | 0 | #N/A | 0.005307 | #N/A | 0.005307 | [22 empty] | 289 | #N/A | #N/A | #N/A | #N/A | #N/A | #N/A | 0 | #VALUE! | 289 | 0 | #N/A | 0 | N/A | 0 | N/A |  | 289 | 0 | #N/A | #N/A | #N/A | #N/A | 0 | 0
[6 empty] | 290 | [27 empty] | 0 | 0 | 0 | 0 |  | 0 | 0 |  | TRUE | 0 | 0 | 0 | FALSE | +00 | +00 | TRUE | TRUE | FALSE | FALSE | 0 | 0 | TRUE | TRUE | FALSE | FALSE | 0 | 0 | #N/A | #N/A | #N/A | 0 | 0 | 0 | 0 | 0 | 0 | 0 | 0 | #N/A | 100000 | #N/A | 100000 | #N/A | 0 | #N/A | 0 | #N/A | 0.005307 | #N/A | 0.005307 | [22 empty] | 290 | #N/A | #N/A | #N/A | #N/A | #N/A | #N/A | 0 | #VALUE! | 290 | 0 | #N/A | 0 | N/A | 0 | N/A |  | 290 | 0 | #N/A | #N/A | #N/A | #N/A | 0 | 0
[6 empty] | 291 | [27 empty] | 0 | 0 | 0 | 0 |  | 0 | 0 |  | TRUE | 0 | 0 | 0 | FALSE | +00 | +00 | TRUE | TRUE | FALSE | FALSE | 0 | 0 | TRUE | TRUE | FALSE | FALSE | 0 | 0 | #N/A | #N/A | #N/A | 0 | 0 | 0 | 0 | 0 | 0 | 0 | 0 | #N/A | 100000 | #N/A | 100000 | #N/A | 0 | #N/A | 0 | #N/A | 0.005307 | #N/A | 0.005307 | [22 empty] | 291 | #N/A | #N/A | #N/A | #N/A | #N/A | #N/A | 0 | #VALUE! | 291 | 0 | #N/A | 0 | N/A | 0 | N/A |  | 291 | 0 | #N/A | #N/A | #N/A | #N/A | 0 | 0
[6 empty] | 292 | [27 empty] | 0 | 0 | 0 | 0 |  | 0 | 0 |  | TRUE | 0 | 0 | 0 | FALSE | +00 | +00 | TRUE | TRUE | FALSE | FALSE | 0 | 0 | TRUE | TRUE | FALSE | FALSE | 0 | 0 | #N/A | #N/A | #N/A | 0 | 0 | 0 | 0 | 0 | 0 | 0 | 0 | #N/A | 100000 | #N/A | 100000 | #N/A | 0 | #N/A | 0 | #N/A | 0.005307 | #N/A | 0.005307 | [22 empty] | 292 | #N/A | #N/A | #N/A | #N/A | #N/A | #N/A | 0 | #VALUE! | 292 | 0 | #N/A | 0 | N/A | 0 | N/A |  | 292 | 0 | #N/A | #N/A | #N/A | #N/A | 0 | 0
[6 empty] | 293 | [27 empty] | 0 | 0 | 0 | 0 |  | 0 | 0 |  | TRUE | 0 | 0 | 0 | FALSE | +00 | +00 | TRUE | TRUE | FALSE | FALSE | 0 | 0 | TRUE | TRUE | FALSE | FALSE | 0 | 0 | #N/A | #N/A | #N/A | 0 | 0 | 0 | 0 | 0 | 0 | 0 | 0 | #N/A | 100000 | #N/A | 100000 | #N/A | 0 | #N/A | 0 | #N/A | 0.005307 | #N/A | 0.005307 | [22 empty] | 293 | #N/A | #N/A | #N/A | #N/A | #N/A | #N/A | 0 | #VALUE! | 293 | 0 | #N/A | 0 | N/A | 0 | N/A |  | 293 | 0 | #N/A | #N/A | #N/A | #N/A | 0 | 0
[6 empty] | 294 | [27 empty] | 0 | 0 | 0 | 0 |  | 0 | 0 |  | TRUE | 0 | 0 | 0 | FALSE | +00 | +00 | TRUE | TRUE | FALSE | FALSE | 0 | 0 | TRUE | TRUE | FALSE | FALSE | 0 | 0 | #N/A | #N/A | #N/A | 0 | 0 | 0 | 0 | 0 | 0 | 0 | 0 | #N/A | 100000 | #N/A | 100000 | #N/A | 0 | #N/A | 0 | #N/A | 0.005307 | #N/A | 0.005307 | [22 empty] | 294 | #N/A | #N/A | #N/A | #N/A | #N/A | #N/A | 0 | #VALUE! | 294 | 0 | #N/A | 0 | N/A | 0 | N/A |  | 294 | 0 | #N/A | #N/A | #N/A | #N/A | 0 | 0
[6 empty] | 295 | [27 empty] | 0 | 0 | 0 | 0 |  | 0 | 0 |  | TRUE | 0 | 0 | 0 | FALSE | +00 | +00 | TRUE | TRUE | FALSE | FALSE | 0 | 0 | TRUE | TRUE | FALSE | FALSE | 0 | 0 | #N/A | #N/A | #N/A | 0 | 0 | 0 | 0 | 0 | 0 | 0 | 0 | #N/A | 100000 | #N/A | 100000 | #N/A | 0 | #N/A | 0 | #N/A | 0.005307 | #N/A | 0.005307 | [22 empty] | 295 | #N/A | #N/A | #N/A | #N/A | #N/A | #N/A | 0 | #VALUE! | 295 | 0 | #N/A | 0 | N/A | 0 | N/A |  | 295 | 0 | #N/A | #N/A | #N/A | #N/A | 0 | 0
[6 empty] | 296 | [27 empty] | 0 | 0 | 0 | 0 |  | 0 | 0 |  | TRUE | 0 | 0 | 0 | FALSE | +00 | +00 | TRUE | TRUE | FALSE | FALSE | 0 | 0 | TRUE | TRUE | FALSE | FALSE | 0 | 0 | #N/A | #N/A | #N/A | 0 | 0 | 0 | 0 | 0 | 0 | 0 | 0 | #N/A | 100000 | #N/A | 100000 | #N/A | 0 | #N/A | 0 | #N/A | 0.005307 | #N/A | 0.005307 | [22 empty] | 296 | #N/A | #N/A | #N/A | #N/A | #N/A | #N/A | 0 | #VALUE! | 296 | 0 | #N/A | 0 | N/A | 0 | N/A |  | 296 | 0 | #N/A | #N/A | #N/A | #N/A | 0 | 0
[6 empty] | 297 | [27 empty] | 0 | 0 | 0 | 0 |  | 0 | 0 |  | TRUE | 0 | 0 | 0 | FALSE | +00 | +00 | TRUE | TRUE | FALSE | FALSE | 0 | 0 | TRUE | TRUE | FALSE | FALSE | 0 | 0 | #N/A | #N/A | #N/A | 0 | 0 | 0 | 0 | 0 | 0 | 0 | 0 | #N/A | 100000 | #N/A | 100000 | #N/A | 0 | #N/A | 0 | #N/A | 0.005307 | #N/A | 0.005307 | [22 empty] | 297 | #N/A | #N/A | #N/A | #N/A | #N/A | #N/A | 0 | #VALUE! | 297 | 0 | #N/A | 0 | N/A | 0 | N/A |  | 297 | 0 | #N/A | #N/A | #N/A | #N/A | 0 | 0
[6 empty] | 298 | [27 empty] | 0 | 0 | 0 | 0 |  | 0 | 0 |  | TRUE | 0 | 0 | 0 | FALSE | +00 | +00 | TRUE | TRUE | FALSE | FALSE | 0 | 0 | TRUE | TRUE | FALSE | FALSE | 0 | 0 | #N/A | #N/A | #N/A | 0 | 0 | 0 | 0 | 0 | 0 | 0 | 0 | #N/A | 100000 | #N/A | 100000 | #N/A | 0 | #N/A | 0 | #N/A | 0.005307 | #N/A | 0.005307 | [22 empty] | 298 | #N/A | #N/A | #N/A | #N/A | #N/A | #N/A | 0 | #VALUE! | 298 | 0 | #N/A | 0 | N/A | 0 | N/A |  | 298 | 0 | #N/A | #N/A | #N/A | #N/A | 0 | 0
[6 empty] | 299 | [27 empty] | 0 | 0 | 0 | 0 |  | 0 | 0 |  | TRUE | 0 | 0 | 0 | FALSE | +00 | +00 | TRUE | TRUE | FALSE | FALSE | 0 | 0 | TRUE | TRUE | FALSE | FALSE | 0 | 0 | #N/A | #N/A | #N/A | 0 | 0 | 0 | 0 | 0 | 0 | 0 | 0 | #N/A | 100000 | #N/A | 100000 | #N/A | 0 | #N/A | 0 | #N/A | 0.005307 | #N/A | 0.005307 | [22 empty] | 299 | #N/A | #N/A | #N/A | #N/A | #N/A | #N/A | 0 | #VALUE! | 299 | 0 | #N/A | 0 | N/A | 0 | N/A |  | 299 | 0 | #N/A | #N/A | #N/A | #N/A | 0 | 0
[6 empty] | 300 | [27 empty] | 0 | 0 | 0 | 0 |  | 0 | 0 |  | TRUE | 0 | 0 | 0 | FALSE | +00 | +00 | TRUE | TRUE | FALSE | FALSE | 0 | 0 | TRUE | TRUE | FALSE | FALSE | 0 | 0 | #N/A | #N/A | #N/A | 0 | 0 | 0 | 0 | 0 | 0 | 0 | 0 | #N/A | 100000 | #N/A | 100000 | #N/A | 0 | #N/A | 0 | #N/A | 0.005307 | #N/A | 0.005307 | [22 empty] | 300 | #N/A | #N/A | #N/A | #N/A | #N/A | #N/A | 0 | #VALUE! | 300 | 0 | #N/A | 0 | N/A | 0 | N/A |  | 300 | 0 | #N/A | #N/A | #N/A | #N/A | 0 | 0
[6 empty] | 301 | [27 empty] | 0 | 0 | 0 | 0 |  | 0 | 0 |  | TRUE | 0 | 0 | 0 | FALSE | +00 | +00 | TRUE | TRUE | FALSE | FALSE | 0 | 0 | TRUE | TRUE | FALSE | FALSE | 0 | 0 | #N/A | #N/A | #N/A | 0 | 0 | 0 | 0 | 0 | 0 | 0 | 0 | #N/A | 100000 | #N/A | 100000 | #N/A | 0 | #N/A | 0 | #N/A | 0.005307 | #N/A | 0.005307 | [22 empty] | 301 | #N/A | #N/A | #N/A | #N/A | #N/A | #N/A | 0 | #VALUE! | 301 | 0 | #N/A | 0 | N/A | 0 | N/A |  | 301 | 0 | #N/A | #N/A | #N/A | #N/A | 0 | 0
[6 empty] | 302 | [27 empty] | 0 | 0 | 0 | 0 |  | 0 | 0 |  | TRUE | 0 | 0 | 0 | FALSE | +00 | +00 | TRUE | TRUE | FALSE | FALSE | 0 | 0 | TRUE | TRUE | FALSE | FALSE | 0 | 0 | #N/A | #N/A | #N/A | 0 | 0 | 0 | 0 | 0 | 0 | 0 | 0 | #N/A | 100000 | #N/A | 100000 | #N/A | 0 | #N/A | 0 | #N/A | 0.005307 | #N/A | 0.005307 | [22 empty] | 302 | #N/A | #N/A | #N/A | #N/A | #N/A | #N/A | 0 | #VALUE! | 302 | 0 | #N/A | 0 | N/A | 0 | N/A |  | 302 | 0 | #N/A | #N/A | #N/A | #N/A | 0 | 0
[6 empty] | 303 | [27 empty] | 0 | 0 | 0 | 0 |  | 0 | 0 |  | TRUE | 0 | 0 | 0 | FALSE | +00 | +00 | TRUE | TRUE | FALSE | FALSE | 0 | 0 | TRUE | TRUE | FALSE | FALSE | 0 | 0 | #N/A | #N/A | #N/A | 0 | 0 | 0 | 0 | 0 | 0 | 0 | 0 | #N/A | 100000 | #N/A | 100000 | #N/A | 0 | #N/A | 0 | #N/A | 0.005307 | #N/A | 0.005307 | [22 empty] | 303 | #N/A | #N/A | #N/A | #N/A | #N/A | #N/A | 0 | #VALUE! | 303 | 0 | #N/A | 0 | N/A | 0 | N/A |  | 303 | 0 | #N/A | #N/A | #N/A | #N/A | 0 | 0
[6 empty] | 304 | [27 empty] | 0 | 0 | 0 | 0 |  | 0 | 0 |  | TRUE | 0 | 0 | 0 | FALSE | +00 | +00 | TRUE | TRUE | FALSE | FALSE | 0 | 0 | TRUE | TRUE | FALSE | FALSE | 0 | 0 | #N/A | #N/A | #N/A | 0 | 0 | 0 | 0 | 0 | 0 | 0 | 0 | #N/A | 100000 | #N/A | 100000 | #N/A | 0 | #N/A | 0 | #N/A | 0.005307 | #N/A | 0.005307 | [22 empty] | 304 | #N/A | #N/A | #N/A | #N/A | #N/A | #N/A | 0 | #VALUE! | 304 | 0 | #N/A | 0 | N/A | 0 | N/A |  | 304 | 0 | #N/A | #N/A | #N/A | #N/A | 0 | 0
[6 empty] | 305 | [27 empty] | 0 | 0 | 0 | 0 |  | 0 | 0 |  | TRUE | 0 | 0 | 0 | FALSE | +00 | +00 | TRUE | TRUE | FALSE | FALSE | 0 | 0 | TRUE | TRUE | FALSE | FALSE | 0 | 0 | #N/A | #N/A | #N/A | 0 | 0 | 0 | 0 | 0 | 0 | 0 | 0 | #N/A | 100000 | #N/A | 100000 | #N/A | 0 | #N/A | 0 | #N/A | 0.005307 | #N/A | 0.005307 | [22 empty] | 305 | #N/A | #N/A | #N/A | #N/A | #N/A | #N/A | 0 | #VALUE! | 305 | 0 | #N/A | 0 | N/A | 0 | N/A |  | 305 | 0 | #N/A | #N/A | #N/A | #N/A | 0 | 0
[6 empty] | 306 | [27 empty] | 0 | 0 | 0 | 0 |  | 0 | 0 |  | TRUE | 0 | 0 | 0 | FALSE | +00 | +00 | TRUE | TRUE | FALSE | FALSE | 0 | 0 | TRUE | TRUE | FALSE | FALSE | 0 | 0 | #N/A | #N/A | #N/A | 0 | 0 | 0 | 0 | 0 | 0 | 0 | 0 | #N/A | 100000 | #N/A | 100000 | #N/A | 0 | #N/A | 0 | #N/A | 0.005307 | #N/A | 0.005307 | [22 empty] | 306 | #N/A | #N/A | #N/A | #N/A | #N/A | #N/A | 0 | #VALUE! | 306 | 0 | #N/A | 0 | N/A | 0 | N/A |  | 306 | 0 | #N/A | #N/A | #N/A | #N/A | 0 | 0
[6 empty] | 307 | [27 empty] | 0 | 0 | 0 | 0 |  | 0 | 0 |  | TRUE | 0 | 0 | 0 | FALSE | +00 | +00 | TRUE | TRUE | FALSE | FALSE | 0 | 0 | TRUE | TRUE | FALSE | FALSE | 0 | 0 | #N/A | #N/A | #N/A | 0 | 0 | 0 | 0 | 0 | 0 | 0 | 0 | #N/A | 100000 | #N/A | 100000 | #N/A | 0 | #N/A | 0 | #N/A | 0.005307 | #N/A | 0.005307 | [22 empty] | 307 | #N/A | #N/A | #N/A | #N/A | #N/A | #N/A | 0 | #VALUE! | 307 | 0 | #N/A | 0 | N/A | 0 | N/A |  | 307 | 0 | #N/A | #N/A | #N/A | #N/A | 0 | 0
[6 empty] | 308 | [27 empty] | 0 | 0 | 0 | 0 |  | 0 | 0 |  | TRUE | 0 | 0 | 0 | FALSE | +00 | +00 | TRUE | TRUE | FALSE | FALSE | 0 | 0 | TRUE | TRUE | FALSE | FALSE | 0 | 0 | #N/A | #N/A | #N/A | 0 | 0 | 0 | 0 | 0 | 0 | 0 | 0 | #N/A | 100000 | #N/A | 100000 | #N/A | 0 | #N/A | 0 | #N/A | 0.005307 | #N/A | 0.005307 | [22 empty] | 308 | #N/A | #N/A | #N/A | #N/A | #N/A | #N/A | 0 | #VALUE! | 308 | 0 | #N/A | 0 | N/A | 0 | N/A |  | 308 | 0 | #N/A | #N/A | #N/A | #N/A | 0 | 0
[6 empty] | 309 | [27 empty] | 0 | 0 | 0 | 0 |  | 0 | 0 |  | TRUE | 0 | 0 | 0 | FALSE | +00 | +00 | TRUE | TRUE | FALSE | FALSE | 0 | 0 | TRUE | TRUE | FALSE | FALSE | 0 | 0 | #N/A | #N/A | #N/A | 0 | 0 | 0 | 0 | 0 | 0 | 0 | 0 | #N/A | 100000 | #N/A | 100000 | #N/A | 0 | #N/A | 0 | #N/A | 0.005307 | #N/A | 0.005307 | [22 empty] | 309 | #N/A | #N/A | #N/A | #N/A | #N/A | #N/A | 0 | #VALUE! | 309 | 0 | #N/A | 0 | N/A | 0 | N/A |  | 309 | 0 | #N/A | #N/A | #N/A | #N/A | 0 | 0
[6 empty] | 310 | [27 empty] | 0 | 0 | 0 | 0 |  | 0 | 0 |  | TRUE | 0 | 0 | 0 | FALSE | +00 | +00 | TRUE | TRUE | FALSE | FALSE | 0 | 0 | TRUE | TRUE | FALSE | FALSE | 0 | 0 | #N/A | #N/A | #N/A | 0 | 0 | 0 | 0 | 0 | 0 | 0 | 0 | #N/A | 100000 | #N/A | 100000 | #N/A | 0 | #N/A | 0 | #N/A | 0.005307 | #N/A | 0.005307 | [22 empty] | 310 | #N/A | #N/A | #N/A | #N/A | #N/A | #N/A | 0 | #VALUE! | 310 | 0 | #N/A | 0 | N/A | 0 | N/A |  | 310 | 0 | #N/A | #N/A | #N/A | #N/A | 0 | 0
[6 empty] | 311 | [27 empty] | 0 | 0 | 0 | 0 |  | 0 | 0 |  | TRUE | 0 | 0 | 0 | FALSE | +00 | +00 | TRUE | TRUE | FALSE | FALSE | 0 | 0 | TRUE | TRUE | FALSE | FALSE | 0 | 0 | #N/A | #N/A | #N/A | 0 | 0 | 0 | 0 | 0 | 0 | 0 | 0 | #N/A | 100000 | #N/A | 100000 | #N/A | 0 | #N/A | 0 | #N/A | 0.005307 | #N/A | 0.005307 | [22 empty] | 311 | #N/A | #N/A | #N/A | #N/A | #N/A | #N/A | 0 | #VALUE! | 311 | 0 | #N/A | 0 | N/A | 0 | N/A |  | 311 | 0 | #N/A | #N/A | #N/A | #N/A | 0 | 0
[6 empty] | 312 | [27 empty] | 0 | 0 | 0 | 0 |  | 0 | 0 |  | TRUE | 0 | 0 | 0 | FALSE | +00 | +00 | TRUE | TRUE | FALSE | FALSE | 0 | 0 | TRUE | TRUE | FALSE | FALSE | 0 | 0 | #N/A | #N/A | #N/A | 0 | 0 | 0 | 0 | 0 | 0 | 0 | 0 | #N/A | 100000 | #N/A | 100000 | #N/A | 0 | #N/A | 0 | #N/A | 0.005307 | #N/A | 0.005307 | [22 empty] | 312 | #N/A | #N/A | #N/A | #N/A | #N/A | #N/A | 0 | #VALUE! | 312 | 0 | #N/A | 0 | N/A | 0 | N/A |  | 312 | 0 | #N/A | #N/A | #N/A | #N/A | 0 | 0
[6 empty] | 313 | [27 empty] | 0 | 0 | 0 | 0 |  | 0 | 0 |  | TRUE | 0 | 0 | 0 | FALSE | +00 | +00 | TRUE | TRUE | FALSE | FALSE | 0 | 0 | TRUE | TRUE | FALSE | FALSE | 0 | 0 | #N/A | #N/A | #N/A | 0 | 0 | 0 | 0 | 0 | 0 | 0 | 0 | #N/A | 100000 | #N/A | 100000 | #N/A | 0 | #N/A | 0 | #N/A | 0.005307 | #N/A | 0.005307 | [22 empty] | 313 | #N/A | #N/A | #N/A | #N/A | #N/A | #N/A | 0 | #VALUE! | 313 | 0 | #N/A | 0 | N/A | 0 | N/A |  | 313 | 0 | #N/A | #N/A | #N/A | #N/A | 0 | 0
[6 empty] | 314 | [27 empty] | 0 | 0 | 0 | 0 |  | 0 | 0 |  | TRUE | 0 | 0 | 0 | FALSE | +00 | +00 | TRUE | TRUE | FALSE | FALSE | 0 | 0 | TRUE | TRUE | FALSE | FALSE | 0 | 0 | #N/A | #N/A | #N/A | 0 | 0 | 0 | 0 | 0 | 0 | 0 | 0 | #N/A | 100000 | #N/A | 100000 | #N/A | 0 | #N/A | 0 | #N/A | 0.005307 | #N/A | 0.005307 | [22 empty] | 314 | #N/A | #N/A | #N/A | #N/A | #N/A | #N/A | 0 | #VALUE! | 314 | 0 | #N/A | 0 | N/A | 0 | N/A |  | 314 | 0 | #N/A | #N/A | #N/A | #N/A | 0 | 0
[6 empty] | 315 | [27 empty] | 0 | 0 | 0 | 0 |  | 0 | 0 |  | TRUE | 0 | 0 | 0 | FALSE | +00 | +00 | TRUE | TRUE | FALSE | FALSE | 0 | 0 | TRUE | TRUE | FALSE | FALSE | 0 | 0 | #N/A | #N/A | #N/A | 0 | 0 | 0 | 0 | 0 | 0 | 0 | 0 | #N/A | 100000 | #N/A | 100000 | #N/A | 0 | #N/A | 0 | #N/A | 0.005307 | #N/A | 0.005307 | [22 empty] | 315 | #N/A | #N/A | #N/A | #N/A | #N/A | #N/A | 0 | #VALUE! | 315 | 0 | #N/A | 0 | N/A | 0 | N/A |  | 315 | 0 | #N/A | #N/A | #N/A | #N/A | 0 | 0
[6 empty] | 316 | [27 empty] | 0 | 0 | 0 | 0 |  | 0 | 0 |  | TRUE | 0 | 0 | 0 | FALSE | +00 | +00 | TRUE | TRUE | FALSE | FALSE | 0 | 0 | TRUE | TRUE | FALSE | FALSE | 0 | 0 | #N/A | #N/A | #N/A | 0 | 0 | 0 | 0 | 0 | 0 | 0 | 0 | #N/A | 100000 | #N/A | 100000 | #N/A | 0 | #N/A | 0 | #N/A | 0.005307 | #N/A | 0.005307 | [22 empty] | 316 | #N/A | #N/A | #N/A | #N/A | #N/A | #N/A | 0 | #VALUE! | 316 | 0 | #N/A | 0 | N/A | 0 | N/A |  | 316 | 0 | #N/A | #N/A | #N/A | #N/A | 0 | 0
[6 empty] | 317 | [27 empty] | 0 | 0 | 0 | 0 |  | 0 | 0 |  | TRUE | 0 | 0 | 0 | FALSE | +00 | +00 | TRUE | TRUE | FALSE | FALSE | 0 | 0 | TRUE | TRUE | FALSE | FALSE | 0 | 0 | #N/A | #N/A | #N/A | 0 | 0 | 0 | 0 | 0 | 0 | 0 | 0 | #N/A | 100000 | #N/A | 100000 | #N/A | 0 | #N/A | 0 | #N/A | 0.005307 | #N/A | 0.005307 | [22 empty] | 317 | #N/A | #N/A | #N/A | #N/A | #N/A | #N/A | 0 | #VALUE! | 317 | 0 | #N/A | 0 | N/A | 0 | N/A |  | 317 | 0 | #N/A | #N/A | #N/A | #N/A | 0 | 0
[6 empty] | 318 | [27 empty] | 0 | 0 | 0 | 0 |  | 0 | 0 |  | TRUE | 0 | 0 | 0 | FALSE | +00 | +00 | TRUE | TRUE | FALSE | FALSE | 0 | 0 | TRUE | TRUE | FALSE | FALSE | 0 | 0 | #N/A | #N/A | #N/A | 0 | 0 | 0 | 0 | 0 | 0 | 0 | 0 | #N/A | 100000 | #N/A | 100000 | #N/A | 0 | #N/A | 0 | #N/A | 0.005307 | #N/A | 0.005307 | [22 empty] | 318 | #N/A | #N/A | #N/A | #N/A | #N/A | #N/A | 0 | #VALUE! | 318 | 0 | #N/A | 0 | N/A | 0 | N/A |  | 318 | 0 | #N/A | #N/A | #N/A | #N/A | 0 | 0
[6 empty] | 319 | [27 empty] | 0 | 0 | 0 | 0 |  | 0 | 0 |  | TRUE | 0 | 0 | 0 | FALSE | +00 | +00 | TRUE | TRUE | FALSE | FALSE | 0 | 0 | TRUE | TRUE | FALSE | FALSE | 0 | 0 | #N/A | #N/A | #N/A | 0 | 0 | 0 | 0 | 0 | 0 | 0 | 0 | #N/A | 100000 | #N/A | 100000 | #N/A | 0 | #N/A | 0 | #N/A | 0.005307 | #N/A | 0.005307 | [22 empty] | 319 | #N/A | #N/A | #N/A | #N/A | #N/A | #N/A | 0 | #VALUE! | 319 | 0 | #N/A | 0 | N/A | 0 | N/A |  | 319 | 0 | #N/A | #N/A | #N/A | #N/A | 0 | 0
[6 empty] | 320 | [27 empty] | 0 | 0 | 0 | 0 |  | 0 | 0 |  | TRUE | 0 | 0 | 0 | FALSE | +00 | +00 | TRUE | TRUE | FALSE | FALSE | 0 | 0 | TRUE | TRUE | FALSE | FALSE | 0 | 0 | #N/A | #N/A | #N/A | 0 | 0 | 0 | 0 | 0 | 0 | 0 | 0 | #N/A | 100000 | #N/A | 100000 | #N/A | 0 | #N/A | 0 | #N/A | 0.005307 | #N/A | 0.005307 | [22 empty] | 320 | #N/A | #N/A | #N/A | #N/A | #N/A | #N/A | 0 | #VALUE! | 320 | 0 | #N/A | 0 | N/A | 0 | N/A |  | 320 | 0 | #N/A | #N/A | #N/A | #N/A | 0 | 0
[6 empty] | 321 | [27 empty] | 0 | 0 | 0 | 0 |  | 0 | 0 |  | TRUE | 0 | 0 | 0 | FALSE | +00 | +00 | TRUE | TRUE | FALSE | FALSE | 0 | 0 | TRUE | TRUE | FALSE | FALSE | 0 | 0 | #N/A | #N/A | #N/A | 0 | 0 | 0 | 0 | 0 | 0 | 0 | 0 | #N/A | 100000 | #N/A | 100000 | #N/A | 0 | #N/A | 0 | #N/A | 0.005307 | #N/A | 0.005307 | [22 empty] | 321 | #N/A | #N/A | #N/A | #N/A | #N/A | #N/A | 0 | #VALUE! | 321 | 0 | #N/A | 0 | N/A | 0 | N/A |  | 321 | 0 | #N/A | #N/A | #N/A | #N/A | 0 | 0
[6 empty] | 322 | [27 empty] | 0 | 0 | 0 | 0 |  | 0 | 0 |  | TRUE | 0 | 0 | 0 | FALSE | +00 | +00 | TRUE | TRUE | FALSE | FALSE | 0 | 0 | TRUE | TRUE | FALSE | FALSE | 0 | 0 | #N/A | #N/A | #N/A | 0 | 0 | 0 | 0 | 0 | 0 | 0 | 0 | #N/A | 100000 | #N/A | 100000 | #N/A | 0 | #N/A | 0 | #N/A | 0.005307 | #N/A | 0.005307 | [22 empty] | 322 | #N/A | #N/A | #N/A | #N/A | #N/A | #N/A | 0 | #VALUE! | 322 | 0 | #N/A | 0 | N/A | 0 | N/A |  | 322 | 0 | #N/A | #N/A | #N/A | #N/A | 0 | 0
[6 empty] | 323 | [27 empty] | 0 | 0 | 0 | 0 |  | 0 | 0 |  | TRUE | 0 | 0 | 0 | FALSE | +00 | +00 | TRUE | TRUE | FALSE | FALSE | 0 | 0 | TRUE | TRUE | FALSE | FALSE | 0 | 0 | #N/A | #N/A | #N/A | 0 | 0 | 0 | 0 | 0 | 0 | 0 | 0 | #N/A | 100000 | #N/A | 100000 | #N/A | 0 | #N/A | 0 | #N/A | 0.005307 | #N/A | 0.005307 | [22 empty] | 323 | #N/A | #N/A | #N/A | #N/A | #N/A | #N/A | 0 | #VALUE! | 323 | 0 | #N/A | 0 | N/A | 0 | N/A |  | 323 | 0 | #N/A | #N/A | #N/A | #N/A | 0 | 0
[6 empty] | 324 | [27 empty] | 0 | 0 | 0 | 0 |  | 0 | 0 |  | TRUE | 0 | 0 | 0 | FALSE | +00 | +00 | TRUE | TRUE | FALSE | FALSE | 0 | 0 | TRUE | TRUE | FALSE | FALSE | 0 | 0 | #N/A | #N/A | #N/A | 0 | 0 | 0 | 0 | 0 | 0 | 0 | 0 | #N/A | 100000 | #N/A | 100000 | #N/A | 0 | #N/A | 0 | #N/A | 0.005307 | #N/A | 0.005307 | [22 empty] | 324 | #N/A | #N/A | #N/A | #N/A | #N/A | #N/A | 0 | #VALUE! | 324 | 0 | #N/A | 0 | N/A | 0 | N/A |  | 324 | 0 | #N/A | #N/A | #N/A | #N/A | 0 | 0
[6 empty] | 325 | [27 empty] | 0 | 0 | 0 | 0 |  | 0 | 0 |  | TRUE | 0 | 0 | 0 | FALSE | +00 | +00 | TRUE | TRUE | FALSE | FALSE | 0 | 0 | TRUE | TRUE | FALSE | FALSE | 0 | 0 | #N/A | #N/A | #N/A | 0 | 0 | 0 | 0 | 0 | 0 | 0 | 0 | #N/A | 100000 | #N/A | 100000 | #N/A | 0 | #N/A | 0 | #N/A | 0.005307 | #N/A | 0.005307 | [22 empty] | 325 | #N/A | #N/A | #N/A | #N/A | #N/A | #N/A | 0 | #VALUE! | 325 | 0 | #N/A | 0 | N/A | 0 | N/A |  | 325 | 0 | #N/A | #N/A | #N/A | #N/A | 0 | 0
[6 empty] | 326 | [27 empty] | 0 | 0 | 0 | 0 |  | 0 | 0 |  | TRUE | 0 | 0 | 0 | FALSE | +00 | +00 | TRUE | TRUE | FALSE | FALSE | 0 | 0 | TRUE | TRUE | FALSE | FALSE | 0 | 0 | #N/A | #N/A | #N/A | 0 | 0 | 0 | 0 | 0 | 0 | 0 | 0 | #N/A | 100000 | #N/A | 100000 | #N/A | 0 | #N/A | 0 | #N/A | 0.005307 | #N/A | 0.005307 | [22 empty] | 326 | #N/A | #N/A | #N/A | #N/A | #N/A | #N/A | 0 | #VALUE! | 326 | 0 | #N/A | 0 | N/A | 0 | N/A |  | 326 | 0 | #N/A | #N/A | #N/A | #N/A | 0 | 0
[6 empty] | 327 | [27 empty] | 0 | 0 | 0 | 0 |  | 0 | 0 |  | TRUE | 0 | 0 | 0 | FALSE | +00 | +00 | TRUE | TRUE | FALSE | FALSE | 0 | 0 | TRUE | TRUE | FALSE | FALSE | 0 | 0 | #N/A | #N/A | #N/A | 0 | 0 | 0 | 0 | 0 | 0 | 0 | 0 | #N/A | 100000 | #N/A | 100000 | #N/A | 0 | #N/A | 0 | #N/A | 0.005307 | #N/A | 0.005307 | [22 empty] | 327 | #N/A | #N/A | #N/A | #N/A | #N/A | #N/A | 0 | #VALUE! | 327 | 0 | #N/A | 0 | N/A | 0 | N/A |  | 327 | 0 | #N/A | #N/A | #N/A | #N/A | 0 | 0
[6 empty] | 328 | [27 empty] | 0 | 0 | 0 | 0 |  | 0 | 0 |  | TRUE | 0 | 0 | 0 | FALSE | +00 | +00 | TRUE | TRUE | FALSE | FALSE | 0 | 0 | TRUE | TRUE | FALSE | FALSE | 0 | 0 | #N/A | #N/A | #N/A | 0 | 0 | 0 | 0 | 0 | 0 | 0 | 0 | #N/A | 100000 | #N/A | 100000 | #N/A | 0 | #N/A | 0 | #N/A | 0.005307 | #N/A | 0.005307 | [22 empty] | 328 | #N/A | #N/A | #N/A | #N/A | #N/A | #N/A | 0 | #VALUE! | 328 | 0 | #N/A | 0 | N/A | 0 | N/A |  | 328 | 0 | #N/A | #N/A | #N/A | #N/A | 0 | 0
[6 empty] | 329 | [27 empty] | 0 | 0 | 0 | 0 |  | 0 | 0 |  | TRUE | 0 | 0 | 0 | FALSE | +00 | +00 | TRUE | TRUE | FALSE | FALSE | 0 | 0 | TRUE | TRUE | FALSE | FALSE | 0 | 0 | #N/A | #N/A | #N/A | 0 | 0 | 0 | 0 | 0 | 0 | 0 | 0 | #N/A | 100000 | #N/A | 100000 | #N/A | 0 | #N/A | 0 | #N/A | 0.005307 | #N/A | 0.005307 | [22 empty] | 329 | #N/A | #N/A | #N/A | #N/A | #N/A | #N/A | 0 | #VALUE! | 329 | 0 | #N/A | 0 | N/A | 0 | N/A |  | 329 | 0 | #N/A | #N/A | #N/A | #N/A | 0 | 0
[6 empty] | 330 | [27 empty] | 0 | 0 | 0 | 0 |  | 0 | 0 |  | TRUE | 0 | 0 | 0 | FALSE | +00 | +00 | TRUE | TRUE | FALSE | FALSE | 0 | 0 | TRUE | TRUE | FALSE | FALSE | 0 | 0 | #N/A | #N/A | #N/A | 0 | 0 | 0 | 0 | 0 | 0 | 0 | 0 | #N/A | 100000 | #N/A | 100000 | #N/A | 0 | #N/A | 0 | #N/A | 0.005307 | #N/A | 0.005307 | [22 empty] | 330 | #N/A | #N/A | #N/A | #N/A | #N/A | #N/A | 0 | #VALUE! | 330 | 0 | #N/A | 0 | N/A | 0 | N/A |  | 330 | 0 | #N/A | #N/A | #N/A | #N/A | 0 | 0
[6 empty] | 331 | [27 empty] | 0 | 0 | 0 | 0 |  | 0 | 0 |  | TRUE | 0 | 0 | 0 | FALSE | +00 | +00 | TRUE | TRUE | FALSE | FALSE | 0 | 0 | TRUE | TRUE | FALSE | FALSE | 0 | 0 | #N/A | #N/A | #N/A | 0 | 0 | 0 | 0 | 0 | 0 | 0 | 0 | #N/A | 100000 | #N/A | 100000 | #N/A | 0 | #N/A | 0 | #N/A | 0.005307 | #N/A | 0.005307 | [22 empty] | 331 | #N/A | #N/A | #N/A | #N/A | #N/A | #N/A | 0 | #VALUE! | 331 | 0 | #N/A | 0 | N/A | 0 | N/A |  | 331 | 0 | #N/A | #N/A | #N/A | #N/A | 0 | 0
[6 empty] | 332 | [27 empty] | 0 | 0 | 0 | 0 |  | 0 | 0 |  | TRUE | 0 | 0 | 0 | FALSE | +00 | +00 | TRUE | TRUE | FALSE | FALSE | 0 | 0 | TRUE | TRUE | FALSE | FALSE | 0 | 0 | #N/A | #N/A | #N/A | 0 | 0 | 0 | 0 | 0 | 0 | 0 | 0 | #N/A | 100000 | #N/A | 100000 | #N/A | 0 | #N/A | 0 | #N/A | 0.005307 | #N/A | 0.005307 | [22 empty] | 332 | #N/A | #N/A | #N/A | #N/A | #N/A | #N/A | 0 | #VALUE! | 332 | 0 | #N/A | 0 | N/A | 0 | N/A |  | 332 | 0 | #N/A | #N/A | #N/A | #N/A | 0 | 0
[6 empty] | 333 | [27 empty] | 0 | 0 | 0 | 0 |  | 0 | 0 |  | TRUE | 0 | 0 | 0 | FALSE | +00 | +00 | TRUE | TRUE | FALSE | FALSE | 0 | 0 | TRUE | TRUE | FALSE | FALSE | 0 | 0 | #N/A | #N/A | #N/A | 0 | 0 | 0 | 0 | 0 | 0 | 0 | 0 | #N/A | 100000 | #N/A | 100000 | #N/A | 0 | #N/A | 0 | #N/A | 0.005307 | #N/A | 0.005307 | [22 empty] | 333 | #N/A | #N/A | #N/A | #N/A | #N/A | #N/A | 0 | #VALUE! | 333 | 0 | #N/A | 0 | N/A | 0 | N/A |  | 333 | 0 | #N/A | #N/A | #N/A | #N/A | 0 | 0
[6 empty] | 334 | [27 empty] | 0 | 0 | 0 | 0 |  | 0 | 0 |  | TRUE | 0 | 0 | 0 | FALSE | +00 | +00 | TRUE | TRUE | FALSE | FALSE | 0 | 0 | TRUE | TRUE | FALSE | FALSE | 0 | 0 | #N/A | #N/A | #N/A | 0 | 0 | 0 | 0 | 0 | 0 | 0 | 0 | #N/A | 100000 | #N/A | 100000 | #N/A | 0 | #N/A | 0 | #N/A | 0.005307 | #N/A | 0.005307 | [22 empty] | 334 | #N/A | #N/A | #N/A | #N/A | #N/A | #N/A | 0 | #VALUE! | 334 | 0 | #N/A | 0 | N/A | 0 | N/A |  | 334 | 0 | #N/A | #N/A | #N/A | #N/A | 0 | 0
[6 empty] | 335 | [27 empty] | 0 | 0 | 0 | 0 |  | 0 | 0 |  | TRUE | 0 | 0 | 0 | FALSE | +00 | +00 | TRUE | TRUE | FALSE | FALSE | 0 | 0 | TRUE | TRUE | FALSE | FALSE | 0 | 0 | #N/A | #N/A | #N/A | 0 | 0 | 0 | 0 | 0 | 0 | 0 | 0 | #N/A | 100000 | #N/A | 100000 | #N/A | 0 | #N/A | 0 | #N/A | 0.005307 | #N/A | 0.005307 | [22 empty] | 335 | #N/A | #N/A | #N/A | #N/A | #N/A | #N/A | 0 | #VALUE! | 335 | 0 | #N/A | 0 | N/A | 0 | N/A |  | 335 | 0 | #N/A | #N/A | #N/A | #N/A | 0 | 0
[6 empty] | 336 | [27 empty] | 0 | 0 | 0 | 0 |  | 0 | 0 |  | TRUE | 0 | 0 | 0 | FALSE | +00 | +00 | TRUE | TRUE | FALSE | FALSE | 0 | 0 | TRUE | TRUE | FALSE | FALSE | 0 | 0 | #N/A | #N/A | #N/A | 0 | 0 | 0 | 0 | 0 | 0 | 0 | 0 | #N/A | 100000 | #N/A | 100000 | #N/A | 0 | #N/A | 0 | #N/A | 0.005307 | #N/A | 0.005307 | [22 empty] | 336 | #N/A | #N/A | #N/A | #N/A | #N/A | #N/A | 0 | #VALUE! | 336 | 0 | #N/A | 0 | N/A | 0 | N/A |  | 336 | 0 | #N/A | #N/A | #N/A | #N/A | 0 | 0
[6 empty] | 337 | [27 empty] | 0 | 0 | 0 | 0 |  | 0 | 0 |  | TRUE | 0 | 0 | 0 | FALSE | +00 | +00 | TRUE | TRUE | FALSE | FALSE | 0 | 0 | TRUE | TRUE | FALSE | FALSE | 0 | 0 | #N/A | #N/A | #N/A | 0 | 0 | 0 | 0 | 0 | 0 | 0 | 0 | #N/A | 100000 | #N/A | 100000 | #N/A | 0 | #N/A | 0 | #N/A | 0.005307 | #N/A | 0.005307 | [22 empty] | 337 | #N/A | #N/A | #N/A | #N/A | #N/A | #N/A | 0 | #VALUE! | 337 | 0 | #N/A | 0 | N/A | 0 | N/A |  | 337 | 0 | #N/A | #N/A | #N/A | #N/A | 0 | 0
[6 empty] | 338 | [27 empty] | 0 | 0 | 0 | 0 |  | 0 | 0 |  | TRUE | 0 | 0 | 0 | FALSE | +00 | +00 | TRUE | TRUE | FALSE | FALSE | 0 | 0 | TRUE | TRUE | FALSE | FALSE | 0 | 0 | #N/A | #N/A | #N/A | 0 | 0 | 0 | 0 | 0 | 0 | 0 | 0 | #N/A | 100000 | #N/A | 100000 | #N/A | 0 | #N/A | 0 | #N/A | 0.005307 | #N/A | 0.005307 | [22 empty] | 338 | #N/A | #N/A | #N/A | #N/A | #N/A | #N/A | 0 | #VALUE! | 338 | 0 | #N/A | 0 | N/A | 0 | N/A |  | 338 | 0 | #N/A | #N/A | #N/A | #N/A | 0 | 0
[6 empty] | 339 | [27 empty] | 0 | 0 | 0 | 0 |  | 0 | 0 |  | TRUE | 0 | 0 | 0 | FALSE | +00 | +00 | TRUE | TRUE | FALSE | FALSE | 0 | 0 | TRUE | TRUE | FALSE | FALSE | 0 | 0 | #N/A | #N/A | #N/A | 0 | 0 | 0 | 0 | 0 | 0 | 0 | 0 | #N/A | 100000 | #N/A | 100000 | #N/A | 0 | #N/A | 0 | #N/A | 0.005307 | #N/A | 0.005307 | [22 empty] | 339 | #N/A | #N/A | #N/A | #N/A | #N/A | #N/A | 0 | #VALUE! | 339 | 0 | #N/A | 0 | N/A | 0 | N/A |  | 339 | 0 | #N/A | #N/A | #N/A | #N/A | 0 | 0
[6 empty] | 340 | [27 empty] | 0 | 0 | 0 | 0 |  | 0 | 0 |  | TRUE | 0 | 0 | 0 | FALSE | +00 | +00 | TRUE | TRUE | FALSE | FALSE | 0 | 0 | TRUE | TRUE | FALSE | FALSE | 0 | 0 | #N/A | #N/A | #N/A | 0 | 0 | 0 | 0 | 0 | 0 | 0 | 0 | #N/A | 100000 | #N/A | 100000 | #N/A | 0 | #N/A | 0 | #N/A | 0.005307 | #N/A | 0.005307 | [22 empty] | 340 | #N/A | #N/A | #N/A | #N/A | #N/A | #N/A | 0 | #VALUE! | 340 | 0 | #N/A | 0 | N/A | 0 | N/A |  | 340 | 0 | #N/A | #N/A | #N/A | #N/A | 0 | 0
[6 empty] | 341 | [27 empty] | 0 | 0 | 0 | 0 |  | 0 | 0 |  | TRUE | 0 | 0 | 0 | FALSE | +00 | +00 | TRUE | TRUE | FALSE | FALSE | 0 | 0 | TRUE | TRUE | FALSE | FALSE | 0 | 0 | #N/A | #N/A | #N/A | 0 | 0 | 0 | 0 | 0 | 0 | 0 | 0 | #N/A | 100000 | #N/A | 100000 | #N/A | 0 | #N/A | 0 | #N/A | 0.005307 | #N/A | 0.005307 | [22 empty] | 341 | #N/A | #N/A | #N/A | #N/A | #N/A | #N/A | 0 | #VALUE! | 341 | 0 | #N/A | 0 | N/A | 0 | N/A |  | 341 | 0 | #N/A | #N/A | #N/A | #N/A | 0 | 0
[6 empty] | 342 | [27 empty] | 0 | 0 | 0 | 0 |  | 0 | 0 |  | TRUE | 0 | 0 | 0 | FALSE | +00 | +00 | TRUE | TRUE | FALSE | FALSE | 0 | 0 | TRUE | TRUE | FALSE | FALSE | 0 | 0 | #N/A | #N/A | #N/A | 0 | 0 | 0 | 0 | 0 | 0 | 0 | 0 | #N/A | 100000 | #N/A | 100000 | #N/A | 0 | #N/A | 0 | #N/A | 0.005307 | #N/A | 0.005307 | [22 empty] | 342 | #N/A | #N/A | #N/A | #N/A | #N/A | #N/A | 0 | #VALUE! | 342 | 0 | #N/A | 0 | N/A | 0 | N/A |  | 342 | 0 | #N/A | #N/A | #N/A | #N/A | 0 | 0
[6 empty] | 343 | [27 empty] | 0 | 0 | 0 | 0 |  | 0 | 0 |  | TRUE | 0 | 0 | 0 | FALSE | +00 | +00 | TRUE | TRUE | FALSE | FALSE | 0 | 0 | TRUE | TRUE | FALSE | FALSE | 0 | 0 | #N/A | #N/A | #N/A | 0 | 0 | 0 | 0 | 0 | 0 | 0 | 0 | #N/A | 100000 | #N/A | 100000 | #N/A | 0 | #N/A | 0 | #N/A | 0.005307 | #N/A | 0.005307 | [22 empty] | 343 | #N/A | #N/A | #N/A | #N/A | #N/A | #N/A | 0 | #VALUE! | 343 | 0 | #N/A | 0 | N/A | 0 | N/A |  | 343 | 0 | #N/A | #N/A | #N/A | #N/A | 0 | 0
[6 empty] | 344 | [27 empty] | 0 | 0 | 0 | 0 |  | 0 | 0 |  | TRUE | 0 | 0 | 0 | FALSE | +00 | +00 | TRUE | TRUE | FALSE | FALSE | 0 | 0 | TRUE | TRUE | FALSE | FALSE | 0 | 0 | #N/A | #N/A | #N/A | 0 | 0 | 0 | 0 | 0 | 0 | 0 | 0 | #N/A | 100000 | #N/A | 100000 | #N/A | 0 | #N/A | 0 | #N/A | 0.005307 | #N/A | 0.005307 | [22 empty] | 344 | #N/A | #N/A | #N/A | #N/A | #N/A | #N/A | 0 | #VALUE! | 344 | 0 | #N/A | 0 | N/A | 0 | N/A |  | 344 | 0 | #N/A | #N/A | #N/A | #N/A | 0 | 0
[6 empty] | 345 | [27 empty] | 0 | 0 | 0 | 0 |  | 0 | 0 |  | TRUE | 0 | 0 | 0 | FALSE | +00 | +00 | TRUE | TRUE | FALSE | FALSE | 0 | 0 | TRUE | TRUE | FALSE | FALSE | 0 | 0 | #N/A | #N/A | #N/A | 0 | 0 | 0 | 0 | 0 | 0 | 0 | 0 | #N/A | 100000 | #N/A | 100000 | #N/A | 0 | #N/A | 0 | #N/A | 0.005307 | #N/A | 0.005307 | [22 empty] | 345 | #N/A | #N/A | #N/A | #N/A | #N/A | #N/A | 0 | #VALUE! | 345 | 0 | #N/A | 0 | N/A | 0 | N/A |  | 345 | 0 | #N/A | #N/A | #N/A | #N/A | 0 | 0
[6 empty] | 346 | [27 empty] | 0 | 0 | 0 | 0 |  | 0 | 0 |  | TRUE | 0 | 0 | 0 | FALSE | +00 | +00 | TRUE | TRUE | FALSE | FALSE | 0 | 0 | TRUE | TRUE | FALSE | FALSE | 0 | 0 | #N/A | #N/A | #N/A | 0 | 0 | 0 | 0 | 0 | 0 | 0 | 0 | #N/A | 100000 | #N/A | 100000 | #N/A | 0 | #N/A | 0 | #N/A | 0.005307 | #N/A | 0.005307 | [22 empty] | 346 | #N/A | #N/A | #N/A | #N/A | #N/A | #N/A | 0 | #VALUE! | 346 | 0 | #N/A | 0 | N/A | 0 | N/A |  | 346 | 0 | #N/A | #N/A | #N/A | #N/A | 0 | 0
[6 empty] | 347 | [27 empty] | 0 | 0 | 0 | 0 |  | 0 | 0 |  | TRUE | 0 | 0 | 0 | FALSE | +00 | +00 | TRUE | TRUE | FALSE | FALSE | 0 | 0 | TRUE | TRUE | FALSE | FALSE | 0 | 0 | #N/A | #N/A | #N/A | 0 | 0 | 0 | 0 | 0 | 0 | 0 | 0 | #N/A | 100000 | #N/A | 100000 | #N/A | 0 | #N/A | 0 | #N/A | 0.005307 | #N/A | 0.005307 | [22 empty] | 347 | #N/A | #N/A | #N/A | #N/A | #N/A | #N/A | 0 | #VALUE! | 347 | 0 | #N/A | 0 | N/A | 0 | N/A |  | 347 | 0 | #N/A | #N/A | #N/A | #N/A | 0 | 0
[6 empty] | 348 | [27 empty] | 0 | 0 | 0 | 0 |  | 0 | 0 |  | TRUE | 0 | 0 | 0 | FALSE | +00 | +00 | TRUE | TRUE | FALSE | FALSE | 0 | 0 | TRUE | TRUE | FALSE | FALSE | 0 | 0 | #N/A | #N/A | #N/A | 0 | 0 | 0 | 0 | 0 | 0 | 0 | 0 | #N/A | 100000 | #N/A | 100000 | #N/A | 0 | #N/A | 0 | #N/A | 0.005307 | #N/A | 0.005307 | [22 empty] | 348 | #N/A | #N/A | #N/A | #N/A | #N/A | #N/A | 0 | #VALUE! | 348 | 0 | #N/A | 0 | N/A | 0 | N/A |  | 348 | 0 | #N/A | #N/A | #N/A | #N/A | 0 | 0
[6 empty] | 349 | [27 empty] | 0 | 0 | 0 | 0 |  | 0 | 0 |  | TRUE | 0 | 0 | 0 | FALSE | +00 | +00 | TRUE | TRUE | FALSE | FALSE | 0 | 0 | TRUE | TRUE | FALSE | FALSE | 0 | 0 | #N/A | #N/A | #N/A | 0 | 0 | 0 | 0 | 0 | 0 | 0 | 0 | #N/A | 100000 | #N/A | 100000 | #N/A | 0 | #N/A | 0 | #N/A | 0.005307 | #N/A | 0.005307 | [22 empty] | 349 | #N/A | #N/A | #N/A | #N/A | #N/A | #N/A | 0 | #VALUE! | 349 | 0 | #N/A | 0 | N/A | 0 | N/A |  | 349 | 0 | #N/A | #N/A | #N/A | #N/A | 0 | 0
[6 empty] | 350 | [27 empty] | 0 | 0 | 0 | 0 |  | 0 | 0 |  | TRUE | 0 | 0 | 0 | FALSE | +00 | +00 | TRUE | TRUE | FALSE | FALSE | 0 | 0 | TRUE | TRUE | FALSE | FALSE | 0 | 0 | #N/A | #N/A | #N/A | 0 | 0 | 0 | 0 | 0 | 0 | 0 | 0 | #N/A | 100000 | #N/A | 100000 | #N/A | 0 | #N/A | 0 | #N/A | 0.005307 | #N/A | 0.005307 | [22 empty] | 350 | #N/A | #N/A | #N/A | #N/A | #N/A | #N/A | 0 | #VALUE! | 350 | 0 | #N/A | 0 | N/A | 0 | N/A |  | 350 | 0 | #N/A | #N/A | #N/A | #N/A | 0 | 0
[6 empty] | 351 | [27 empty] | 0 | 0 | 0 | 0 |  | 0 | 0 |  | TRUE | 0 | 0 | 0 | FALSE | +00 | +00 | TRUE | TRUE | FALSE | FALSE | 0 | 0 | TRUE | TRUE | FALSE | FALSE | 0 | 0 | #N/A | #N/A | #N/A | 0 | 0 | 0 | 0 | 0 | 0 | 0 | 0 | #N/A | 100000 | #N/A | 100000 | #N/A | 0 | #N/A | 0 | #N/A | 0.005307 | #N/A | 0.005307 | [22 empty] | 351 | #N/A | #N/A | #N/A | #N/A | #N/A | #N/A | 0 | #VALUE! | 351 | 0 | #N/A | 0 | N/A | 0 | N/A |  | 351 | 0 | #N/A | #N/A | #N/A | #N/A | 0 | 0
[6 empty] | 352 | [27 empty] | 0 | 0 | 0 | 0 |  | 0 | 0 |  | TRUE | 0 | 0 | 0 | FALSE | +00 | +00 | TRUE | TRUE | FALSE | FALSE | 0 | 0 | TRUE | TRUE | FALSE | FALSE | 0 | 0 | #N/A | #N/A | #N/A | 0 | 0 | 0 | 0 | 0 | 0 | 0 | 0 | #N/A | 100000 | #N/A | 100000 | #N/A | 0 | #N/A | 0 | #N/A | 0.005307 | #N/A | 0.005307 | [22 empty] | 352 | #N/A | #N/A | #N/A | #N/A | #N/A | #N/A | 0 | #VALUE! | 352 | 0 | #N/A | 0 | N/A | 0 | N/A |  | 352 | 0 | #N/A | #N/A | #N/A | #N/A | 0 | 0
[6 empty] | 353 | [27 empty] | 0 | 0 | 0 | 0 |  | 0 | 0 |  | TRUE | 0 | 0 | 0 | FALSE | +00 | +00 | TRUE | TRUE | FALSE | FALSE | 0 | 0 | TRUE | TRUE | FALSE | FALSE | 0 | 0 | #N/A | #N/A | #N/A | 0 | 0 | 0 | 0 | 0 | 0 | 0 | 0 | #N/A | 100000 | #N/A | 100000 | #N/A | 0 | #N/A | 0 | #N/A | 0.005307 | #N/A | 0.005307 | [22 empty] | 353 | #N/A | #N/A | #N/A | #N/A | #N/A | #N/A | 0 | #VALUE! | 353 | 0 | #N/A | 0 | N/A | 0 | N/A |  | 353 | 0 | #N/A | #N/A | #N/A | #N/A | 0 | 0
[6 empty] | 354 | [27 empty] | 0 | 0 | 0 | 0 |  | 0 | 0 |  | TRUE | 0 | 0 | 0 | FALSE | +00 | +00 | TRUE | TRUE | FALSE | FALSE | 0 | 0 | TRUE | TRUE | FALSE | FALSE | 0 | 0 | #N/A | #N/A | #N/A | 0 | 0 | 0 | 0 | 0 | 0 | 0 | 0 | #N/A | 100000 | #N/A | 100000 | #N/A | 0 | #N/A | 0 | #N/A | 0.005307 | #N/A | 0.005307 | [22 empty] | 354 | #N/A | #N/A | #N/A | #N/A | #N/A | #N/A | 0 | #VALUE! | 354 | 0 | #N/A | 0 | N/A | 0 | N/A |  | 354 | 0 | #N/A | #N/A | #N/A | #N/A | 0 | 0
[6 empty] | 355 | [27 empty] | 0 | 0 | 0 | 0 |  | 0 | 0 |  | TRUE | 0 | 0 | 0 | FALSE | +00 | +00 | TRUE | TRUE | FALSE | FALSE | 0 | 0 | TRUE | TRUE | FALSE | FALSE | 0 | 0 | #N/A | #N/A | #N/A | 0 | 0 | 0 | 0 | 0 | 0 | 0 | 0 | #N/A | 100000 | #N/A | 100000 | #N/A | 0 | #N/A | 0 | #N/A | 0.005307 | #N/A | 0.005307 | [22 empty] | 355 | #N/A | #N/A | #N/A | #N/A | #N/A | #N/A | 0 | #VALUE! | 355 | 0 | #N/A | 0 | N/A | 0 | N/A |  | 355 | 0 | #N/A | #N/A | #N/A | #N/A | 0 | 0
[6 empty] | 356 | [27 empty] | 0 | 0 | 0 | 0 |  | 0 | 0 |  | TRUE | 0 | 0 | 0 | FALSE | +00 | +00 | TRUE | TRUE | FALSE | FALSE | 0 | 0 | TRUE | TRUE | FALSE | FALSE | 0 | 0 | #N/A | #N/A | #N/A | 0 | 0 | 0 | 0 | 0 | 0 | 0 | 0 | #N/A | 100000 | #N/A | 100000 | #N/A | 0 | #N/A | 0 | #N/A | 0.005307 | #N/A | 0.005307 | [22 empty] | 356 | #N/A | #N/A | #N/A | #N/A | #N/A | #N/A | 0 | #VALUE! | 356 | 0 | #N/A | 0 | N/A | 0 | N/A |  | 356 | 0 | #N/A | #N/A | #N/A | #N/A | 0 | 0
[6 empty] | 357 | [27 empty] | 0 | 0 | 0 | 0 |  | 0 | 0 |  | TRUE | 0 | 0 | 0 | FALSE | +00 | +00 | TRUE | TRUE | FALSE | FALSE | 0 | 0 | TRUE | TRUE | FALSE | FALSE | 0 | 0 | #N/A | #N/A | #N/A | 0 | 0 | 0 | 0 | 0 | 0 | 0 | 0 | #N/A | 100000 | #N/A | 100000 | #N/A | 0 | #N/A | 0 | #N/A | 0.005307 | #N/A | 0.005307 | [22 empty] | 357 | #N/A | #N/A | #N/A | #N/A | #N/A | #N/A | 0 | #VALUE! | 357 | 0 | #N/A | 0 | N/A | 0 | N/A |  | 357 | 0 | #N/A | #N/A | #N/A | #N/A | 0 | 0
[6 empty] | 358 | [27 empty] | 0 | 0 | 0 | 0 |  | 0 | 0 |  | TRUE | 0 | 0 | 0 | FALSE | +00 | +00 | TRUE | TRUE | FALSE | FALSE | 0 | 0 | TRUE | TRUE | FALSE | FALSE | 0 | 0 | #N/A | #N/A | #N/A | 0 | 0 | 0 | 0 | 0 | 0 | 0 | 0 | #N/A | 100000 | #N/A | 100000 | #N/A | 0 | #N/A | 0 | #N/A | 0.005307 | #N/A | 0.005307 | [22 empty] | 358 | #N/A | #N/A | #N/A | #N/A | #N/A | #N/A | 0 | #VALUE! | 358 | 0 | #N/A | 0 | N/A | 0 | N/A |  | 358 | 0 | #N/A | #N/A | #N/A | #N/A | 0 | 0
[6 empty] | 359 | [27 empty] | 0 | 0 | 0 | 0 |  | 0 | 0 |  | TRUE | 0 | 0 | 0 | FALSE | +00 | +00 | TRUE | TRUE | FALSE | FALSE | 0 | 0 | TRUE | TRUE | FALSE | FALSE | 0 | 0 | #N/A | #N/A | #N/A | 0 | 0 | 0 | 0 | 0 | 0 | 0 | 0 | #N/A | 100000 | #N/A | 100000 | #N/A | 0 | #N/A | 0 | #N/A | 0.005307 | #N/A | 0.005307 | [22 empty] | 359 | #N/A | #N/A | #N/A | #N/A | #N/A | #N/A | 0 | #VALUE! | 359 | 0 | #N/A | 0 | N/A | 0 | N/A |  | 359 | 0 | #N/A | #N/A | #N/A | #N/A | 0 | 0
[6 empty] | 360 | [27 empty] | 0 | 0 | 0 | 0 |  | 0 | 0 |  | TRUE | 0 | 0 | 0 | FALSE | +00 | +00 | TRUE | TRUE | FALSE | FALSE | 0 | 0 | TRUE | TRUE | FALSE | FALSE | 0 | 0 | #N/A | #N/A | #N/A | 0 | 0 | 0 | 0 | 0 | 0 | 0 | 0 | #N/A | 100000 | #N/A | 100000 | #N/A | 0 | #N/A | 0 | #N/A | 0.005307 | #N/A | 0.005307 | [22 empty] | 360 | #N/A | #N/A | #N/A | #N/A | #N/A | #N/A | 0 | #VALUE! | 360 | 0 | #N/A | 0 | N/A | 0 | N/A |  | 360 | 0 | #N/A | #N/A | #N/A | #N/A | 0 | 0
[6 empty] | 361 | [27 empty] | 0 | 0 | 0 | 0 |  | 0 | 0 |  | TRUE | 0 | 0 | 0 | FALSE | +00 | +00 | TRUE | TRUE | FALSE | FALSE | 0 | 0 | TRUE | TRUE | FALSE | FALSE | 0 | 0 | #N/A | #N/A | #N/A | 0 | 0 | 0 | 0 | 0 | 0 | 0 | 0 | #N/A | 100000 | #N/A | 100000 | #N/A | 0 | #N/A | 0 | #N/A | 0.005307 | #N/A | 0.005307 | [22 empty] | 361 | #N/A | #N/A | #N/A | #N/A | #N/A | #N/A | 0 | #VALUE! | 361 | 0 | #N/A | 0 | N/A | 0 | N/A |  | 361 | 0 | #N/A | #N/A | #N/A | #N/A | 0 | 0
[6 empty] | 362 | [27 empty] | 0 | 0 | 0 | 0 |  | 0 | 0 |  | TRUE | 0 | 0 | 0 | FALSE | +00 | +00 | TRUE | TRUE | FALSE | FALSE | 0 | 0 | TRUE | TRUE | FALSE | FALSE | 0 | 0 | #N/A | #N/A | #N/A | 0 | 0 | 0 | 0 | 0 | 0 | 0 | 0 | #N/A | 100000 | #N/A | 100000 | #N/A | 0 | #N/A | 0 | #N/A | 0.005307 | #N/A | 0.005307 | [22 empty] | 362 | #N/A | #N/A | #N/A | #N/A | #N/A | #N/A | 0 | #VALUE! | 362 | 0 | #N/A | 0 | N/A | 0 | N/A |  | 362 | 0 | #N/A | #N/A | #N/A | #N/A | 0 | 0
[6 empty] | 363 | [27 empty] | 0 | 0 | 0 | 0 |  | 0 | 0 |  | TRUE | 0 | 0 | 0 | FALSE | +00 | +00 | TRUE | TRUE | FALSE | FALSE | 0 | 0 | TRUE | TRUE | FALSE | FALSE | 0 | 0 | #N/A | #N/A | #N/A | 0 | 0 | 0 | 0 | 0 | 0 | 0 | 0 | #N/A | 100000 | #N/A | 100000 | #N/A | 0 | #N/A | 0 | #N/A | 0.005307 | #N/A | 0.005307 | [22 empty] | 363 | #N/A | #N/A | #N/A | #N/A | #N/A | #N/A | 0 | #VALUE! | 363 | 0 | #N/A | 0 | N/A | 0 | N/A |  | 363 | 0 | #N/A | #N/A | #N/A | #N/A | 0 | 0
[6 empty] | 364 | [27 empty] | 0 | 0 | 0 | 0 |  | 0 | 0 |  | TRUE | 0 | 0 | 0 | FALSE | +00 | +00 | TRUE | TRUE | FALSE | FALSE | 0 | 0 | TRUE | TRUE | FALSE | FALSE | 0 | 0 | #N/A | #N/A | #N/A | 0 | 0 | 0 | 0 | 0 | 0 | 0 | 0 | #N/A | 100000 | #N/A | 100000 | #N/A | 0 | #N/A | 0 | #N/A | 0.005307 | #N/A | 0.005307 | [22 empty] | 364 | #N/A | #N/A | #N/A | #N/A | #N/A | #N/A | 0 | #VALUE! | 364 | 0 | #N/A | 0 | N/A | 0 | N/A |  | 364 | 0 | #N/A | #N/A | #N/A | #N/A | 0 | 0
[6 empty] | 365 | [27 empty] | 0 | 0 | 0 | 0 |  | 0 | 0 |  | TRUE | 0 | 0 | 0 | FALSE | +00 | +00 | TRUE | TRUE | FALSE | FALSE | 0 | 0 | TRUE | TRUE | FALSE | FALSE | 0 | 0 | #N/A | #N/A | #N/A | 0 | 0 | 0 | 0 | 0 | 0 | 0 | 0 | #N/A | 100000 | #N/A | 100000 | #N/A | 0 | #N/A | 0 | #N/A | 0.005307 | #N/A | 0.005307 | [22 empty] | 365 | #N/A | #N/A | #N/A | #N/A | #N/A | #N/A | 0 | #VALUE! | 365 | 0 | #N/A | 0 | N/A | 0 | N/A |  | 365 | 0 | #N/A | #N/A | #N/A | #N/A | 0 | 0
[6 empty] | 366 | [27 empty] | 0 | 0 | 0 | 0 |  | 0 | 0 |  | TRUE | 0 | 0 | 0 | FALSE | +00 | +00 | TRUE | TRUE | FALSE | FALSE | 0 | 0 | TRUE | TRUE | FALSE | FALSE | 0 | 0 | #N/A | #N/A | #N/A | 0 | 0 | 0 | 0 | 0 | 0 | 0 | 0 | #N/A | 100000 | #N/A | 100000 | #N/A | 0 | #N/A | 0 | #N/A | 0.005307 | #N/A | 0.005307 | [22 empty] | 366 | #N/A | #N/A | #N/A | #N/A | #N/A | #N/A | 0 | #VALUE! | 366 | 0 | #N/A | 0 | N/A | 0 | N/A |  | 366 | 0 | #N/A | #N/A | #N/A | #N/A | 0 | 0
[6 empty] | 367 | [27 empty] | 0 | 0 | 0 | 0 |  | 0 | 0 |  | TRUE | 0 | 0 | 0 | FALSE | +00 | +00 | TRUE | TRUE | FALSE | FALSE | 0 | 0 | TRUE | TRUE | FALSE | FALSE | 0 | 0 | #N/A | #N/A | #N/A | 0 | 0 | 0 | 0 | 0 | 0 | 0 | 0 | #N/A | 100000 | #N/A | 100000 | #N/A | 0 | #N/A | 0 | #N/A | 0.005307 | #N/A | 0.005307 | [22 empty] | 367 | #N/A | #N/A | #N/A | #N/A | #N/A | #N/A | 0 | #VALUE! | 367 | 0 | #N/A | 0 | N/A | 0 | N/A |  | 367 | 0 | #N/A | #N/A | #N/A | #N/A | 0 | 0
[6 empty] | 368 | [27 empty] | 0 | 0 | 0 | 0 |  | 0 | 0 |  | TRUE | 0 | 0 | 0 | FALSE | +00 | +00 | TRUE | TRUE | FALSE | FALSE | 0 | 0 | TRUE | TRUE | FALSE | FALSE | 0 | 0 | #N/A | #N/A | #N/A | 0 | 0 | 0 | 0 | 0 | 0 | 0 | 0 | #N/A | 100000 | #N/A | 100000 | #N/A | 0 | #N/A | 0 | #N/A | 0.005307 | #N/A | 0.005307 | [22 empty] | 368 | #N/A | #N/A | #N/A | #N/A | #N/A | #N/A | 0 | #VALUE! | 368 | 0 | #N/A | 0 | N/A | 0 | N/A |  | 368 | 0 | #N/A | #N/A | #N/A | #N/A | 0 | 0
[6 empty] | 369 | [27 empty] | 0 | 0 | 0 | 0 |  | 0 | 0 |  | TRUE | 0 | 0 | 0 | FALSE | +00 | +00 | TRUE | TRUE | FALSE | FALSE | 0 | 0 | TRUE | TRUE | FALSE | FALSE | 0 | 0 | #N/A | #N/A | #N/A | 0 | 0 | 0 | 0 | 0 | 0 | 0 | 0 | #N/A | 100000 | #N/A | 100000 | #N/A | 0 | #N/A | 0 | #N/A | 0.005307 | #N/A | 0.005307 | [22 empty] | 369 | #N/A | #N/A | #N/A | #N/A | #N/A | #N/A | 0 | #VALUE! | 369 | 0 | #N/A | 0 | N/A | 0 | N/A |  | 369 | 0 | #N/A | #N/A | #N/A | #N/A | 0 | 0
[6 empty] | 370 | [27 empty] | 0 | 0 | 0 | 0 |  | 0 | 0 |  | TRUE | 0 | 0 | 0 | FALSE | +00 | +00 | TRUE | TRUE | FALSE | FALSE | 0 | 0 | TRUE | TRUE | FALSE | FALSE | 0 | 0 | #N/A | #N/A | #N/A | 0 | 0 | 0 | 0 | 0 | 0 | 0 | 0 | #N/A | 100000 | #N/A | 100000 | #N/A | 0 | #N/A | 0 | #N/A | 0.005307 | #N/A | 0.005307 | [22 empty] | 370 | #N/A | #N/A | #N/A | #N/A | #N/A | #N/A | 0 | #VALUE! | 370 | 0 | #N/A | 0 | N/A | 0 | N/A |  | 370 | 0 | #N/A | #N/A | #N/A | #N/A | 0 | 0
[6 empty] | 371 | [27 empty] | 0 | 0 | 0 | 0 |  | 0 | 0 |  | TRUE | 0 | 0 | 0 | FALSE | +00 | +00 | TRUE | TRUE | FALSE | FALSE | 0 | 0 | TRUE | TRUE | FALSE | FALSE | 0 | 0 | #N/A | #N/A | #N/A | 0 | 0 | 0 | 0 | 0 | 0 | 0 | 0 | #N/A | 100000 | #N/A | 100000 | #N/A | 0 | #N/A | 0 | #N/A | 0.005307 | #N/A | 0.005307 | [22 empty] | 371 | #N/A | #N/A | #N/A | #N/A | #N/A | #N/A | 0 | #VALUE! | 371 | 0 | #N/A | 0 | N/A | 0 | N/A |  | 371 | 0 | #N/A | #N/A | #N/A | #N/A | 0 | 0
[6 empty] | 372 | [27 empty] | 0 | 0 | 0 | 0 |  | 0 | 0 |  | TRUE | 0 | 0 | 0 | FALSE | +00 | +00 | TRUE | TRUE | FALSE | FALSE | 0 | 0 | TRUE | TRUE | FALSE | FALSE | 0 | 0 | #N/A | #N/A | #N/A | 0 | 0 | 0 | 0 | 0 | 0 | 0 | 0 | #N/A | 100000 | #N/A | 100000 | #N/A | 0 | #N/A | 0 | #N/A | 0.005307 | #N/A | 0.005307 | [22 empty] | 372 | #N/A | #N/A | #N/A | #N/A | #N/A | #N/A | 0 | #VALUE! | 372 | 0 | #N/A | 0 | N/A | 0 | N/A |  | 372 | 0 | #N/A | #N/A | #N/A | #N/A | 0 | 0
[6 empty] | 373 | [27 empty] | 0 | 0 | 0 | 0 |  | 0 | 0 |  | TRUE | 0 | 0 | 0 | FALSE | +00 | +00 | TRUE | TRUE | FALSE | FALSE | 0 | 0 | TRUE | TRUE | FALSE | FALSE | 0 | 0 | #N/A | #N/A | #N/A | 0 | 0 | 0 | 0 | 0 | 0 | 0 | 0 | #N/A | 100000 | #N/A | 100000 | #N/A | 0 | #N/A | 0 | #N/A | 0.005307 | #N/A | 0.005307 | [22 empty] | 373 | #N/A | #N/A | #N/A | #N/A | #N/A | #N/A | 0 | #VALUE! | 373 | 0 | #N/A | 0 | N/A | 0 | N/A |  | 373 | 0 | #N/A | #N/A | #N/A | #N/A | 0 | 0
[6 empty] | 374 | [27 empty] | 0 | 0 | 0 | 0 |  | 0 | 0 |  | TRUE | 0 | 0 | 0 | FALSE | +00 | +00 | TRUE | TRUE | FALSE | FALSE | 0 | 0 | TRUE | TRUE | FALSE | FALSE | 0 | 0 | #N/A | #N/A | #N/A | 0 | 0 | 0 | 0 | 0 | 0 | 0 | 0 | #N/A | 100000 | #N/A | 100000 | #N/A | 0 | #N/A | 0 | #N/A | 0.005307 | #N/A | 0.005307 | [22 empty] | 374 | #N/A | #N/A | #N/A | #N/A | #N/A | #N/A | 0 | #VALUE! | 374 | 0 | #N/A | 0 | N/A | 0 | N/A |  | 374 | 0 | #N/A | #N/A | #N/A | #N/A | 0 | 0
[6 empty] | 375 | [27 empty] | 0 | 0 | 0 | 0 |  | 0 | 0 |  | TRUE | 0 | 0 | 0 | FALSE | +00 | +00 | TRUE | TRUE | FALSE | FALSE | 0 | 0 | TRUE | TRUE | FALSE | FALSE | 0 | 0 | #N/A | #N/A | #N/A | 0 | 0 | 0 | 0 | 0 | 0 | 0 | 0 | #N/A | 100000 | #N/A | 100000 | #N/A | 0 | #N/A | 0 | #N/A | 0.005307 | #N/A | 0.005307 | [22 empty] | 375 | #N/A | #N/A | #N/A | #N/A | #N/A | #N/A | 0 | #VALUE! | 375 | 0 | #N/A | 0 | N/A | 0 | N/A |  | 375 | 0 | #N/A | #N/A | #N/A | #N/A | 0 | 0
[6 empty] | 376 | [27 empty] | 0 | 0 | 0 | 0 |  | 0 | 0 |  | TRUE | 0 | 0 | 0 | FALSE | +00 | +00 | TRUE | TRUE | FALSE | FALSE | 0 | 0 | TRUE | TRUE | FALSE | FALSE | 0 | 0 | #N/A | #N/A | #N/A | 0 | 0 | 0 | 0 | 0 | 0 | 0 | 0 | #N/A | 100000 | #N/A | 100000 | #N/A | 0 | #N/A | 0 | #N/A | 0.005307 | #N/A | 0.005307 | [22 empty] | 376 | #N/A | #N/A | #N/A | #N/A | #N/A | #N/A | 0 | #VALUE! | 376 | 0 | #N/A | 0 | N/A | 0 | N/A |  | 376 | 0 | #N/A | #N/A | #N/A | #N/A | 0 | 0
[6 empty] | 377 | [27 empty] | 0 | 0 | 0 | 0 |  | 0 | 0 |  | TRUE | 0 | 0 | 0 | FALSE | +00 | +00 | TRUE | TRUE | FALSE | FALSE | 0 | 0 | TRUE | TRUE | FALSE | FALSE | 0 | 0 | #N/A | #N/A | #N/A | 0 | 0 | 0 | 0 | 0 | 0 | 0 | 0 | #N/A | 100000 | #N/A | 100000 | #N/A | 0 | #N/A | 0 | #N/A | 0.005307 | #N/A | 0.005307 | [22 empty] | 377 | #N/A | #N/A | #N/A | #N/A | #N/A | #N/A | 0 | #VALUE! | 377 | 0 | #N/A | 0 | N/A | 0 | N/A |  | 377 | 0 | #N/A | #N/A | #N/A | #N/A | 0 | 0
[6 empty] | 378 | [27 empty] | 0 | 0 | 0 | 0 |  | 0 | 0 |  | TRUE | 0 | 0 | 0 | FALSE | +00 | +00 | TRUE | TRUE | FALSE | FALSE | 0 | 0 | TRUE | TRUE | FALSE | FALSE | 0 | 0 | #N/A | #N/A | #N/A | 0 | 0 | 0 | 0 | 0 | 0 | 0 | 0 | #N/A | 100000 | #N/A | 100000 | #N/A | 0 | #N/A | 0 | #N/A | 0.005307 | #N/A | 0.005307 | [22 empty] | 378 | #N/A | #N/A | #N/A | #N/A | #N/A | #N/A | 0 | #VALUE! | 378 | 0 | #N/A | 0 | N/A | 0 | N/A |  | 378 | 0 | #N/A | #N/A | #N/A | #N/A | 0 | 0
[6 empty] | 379 | [27 empty] | 0 | 0 | 0 | 0 |  | 0 | 0 |  | TRUE | 0 | 0 | 0 | FALSE | +00 | +00 | TRUE | TRUE | FALSE | FALSE | 0 | 0 | TRUE | TRUE | FALSE | FALSE | 0 | 0 | #N/A | #N/A | #N/A | 0 | 0 | 0 | 0 | 0 | 0 | 0 | 0 | #N/A | 100000 | #N/A | 100000 | #N/A | 0 | #N/A | 0 | #N/A | 0.005307 | #N/A | 0.005307 | [22 empty] | 379 | #N/A | #N/A | #N/A | #N/A | #N/A | #N/A | 0 | #VALUE! | 379 | 0 | #N/A | 0 | N/A | 0 | N/A |  | 379 | 0 | #N/A | #N/A | #N/A | #N/A | 0 | 0
[6 empty] | 380 | [27 empty] | 0 | 0 | 0 | 0 |  | 0 | 0 |  | TRUE | 0 | 0 | 0 | FALSE | +00 | +00 | TRUE | TRUE | FALSE | FALSE | 0 | 0 | TRUE | TRUE | FALSE | FALSE | 0 | 0 | #N/A | #N/A | #N/A | 0 | 0 | 0 | 0 | 0 | 0 | 0 | 0 | #N/A | 100000 | #N/A | 100000 | #N/A | 0 | #N/A | 0 | #N/A | 0.005307 | #N/A | 0.005307 | [22 empty] | 380 | #N/A | #N/A | #N/A | #N/A | #N/A | #N/A | 0 | #VALUE! | 380 | 0 | #N/A | 0 | N/A | 0 | N/A |  | 380 | 0 | #N/A | #N/A | #N/A | #N/A | 0 | 0
[6 empty] | 381 | [27 empty] | 0 | 0 | 0 | 0 |  | 0 | 0 |  | TRUE | 0 | 0 | 0 | FALSE | +00 | +00 | TRUE | TRUE | FALSE | FALSE | 0 | 0 | TRUE | TRUE | FALSE | FALSE | 0 | 0 | #N/A | #N/A | #N/A | 0 | 0 | 0 | 0 | 0 | 0 | 0 | 0 | #N/A | 100000 | #N/A | 100000 | #N/A | 0 | #N/A | 0 | #N/A | 0.005307 | #N/A | 0.005307 | [22 empty] | 381 | #N/A | #N/A | #N/A | #N/A | #N/A | #N/A | 0 | #VALUE! | 381 | 0 | #N/A | 0 | N/A | 0 | N/A |  | 381 | 0 | #N/A | #N/A | #N/A | #N/A | 0 | 0
[6 empty] | 382 | [27 empty] | 0 | 0 | 0 | 0 |  | 0 | 0 |  | TRUE | 0 | 0 | 0 | FALSE | +00 | +00 | TRUE | TRUE | FALSE | FALSE | 0 | 0 | TRUE | TRUE | FALSE | FALSE | 0 | 0 | #N/A | #N/A | #N/A | 0 | 0 | 0 | 0 | 0 | 0 | 0 | 0 | #N/A | 100000 | #N/A | 100000 | #N/A | 0 | #N/A | 0 | #N/A | 0.005307 | #N/A | 0.005307 | [22 empty] | 382 | #N/A | #N/A | #N/A | #N/A | #N/A | #N/A | 0 | #VALUE! | 382 | 0 | #N/A | 0 | N/A | 0 | N/A |  | 382 | 0 | #N/A | #N/A | #N/A | #N/A | 0 | 0
[6 empty] | 383 | [27 empty] | 0 | 0 | 0 | 0 |  | 0 | 0 |  | TRUE | 0 | 0 | 0 | FALSE | +00 | +00 | TRUE | TRUE | FALSE | FALSE | 0 | 0 | TRUE | TRUE | FALSE | FALSE | 0 | 0 | #N/A | #N/A | #N/A | 0 | 0 | 0 | 0 | 0 | 0 | 0 | 0 | #N/A | 100000 | #N/A | 100000 | #N/A | 0 | #N/A | 0 | #N/A | 0.005307 | #N/A | 0.005307 | [22 empty] | 383 | #N/A | #N/A | #N/A | #N/A | #N/A | #N/A | 0 | #VALUE! | 383 | 0 | #N/A | 0 | N/A | 0 | N/A |  | 383 | 0 | #N/A | #N/A | #N/A | #N/A | 0 | 0
[6 empty] | 384 | [27 empty] | 0 | 0 | 0 | 0 |  | 0 | 0 |  | TRUE | 0 | 0 | 0 | FALSE | +00 | +00 | TRUE | TRUE | FALSE | FALSE | 0 | 0 | TRUE | TRUE | FALSE | FALSE | 0 | 0 | #N/A | #N/A | #N/A | 0 | 0 | 0 | 0 | 0 | 0 | 0 | 0 | #N/A | 100000 | #N/A | 100000 | #N/A | 0 | #N/A | 0 | #N/A | 0.005307 | #N/A | 0.005307 | [22 empty] | 384 | #N/A | #N/A | #N/A | #N/A | #N/A | #N/A | 0 | #VALUE! | 384 | 0 | #N/A | 0 | N/A | 0 | N/A |  | 384 | 0 | #N/A | #N/A | #N/A | #N/A | 0 | 0
[6 empty] | 385 | [27 empty] | 0 | 0 | 0 | 0 |  | 0 | 0 |  | TRUE | 0 | 0 | 0 | FALSE | +00 | +00 | TRUE | TRUE | FALSE | FALSE | 0 | 0 | TRUE | TRUE | FALSE | FALSE | 0 | 0 | #N/A | #N/A | #N/A | 0 | 0 | 0 | 0 | 0 | 0 | 0 | 0 | #N/A | 100000 | #N/A | 100000 | #N/A | 0 | #N/A | 0 | #N/A | 0.005307 | #N/A | 0.005307 | [22 empty] | 385 | #N/A | #N/A | #N/A | #N/A | #N/A | #N/A | 0 | #VALUE! | 385 | 0 | #N/A | 0 | N/A | 0 | N/A |  | 385 | 0 | #N/A | #N/A | #N/A | #N/A | 0 | 0
[6 empty] | 386 | [27 empty] | 0 | 0 | 0 | 0 |  | 0 | 0 |  | TRUE | 0 | 0 | 0 | FALSE | +00 | +00 | TRUE | TRUE | FALSE | FALSE | 0 | 0 | TRUE | TRUE | FALSE | FALSE | 0 | 0 | #N/A | #N/A | #N/A | 0 | 0 | 0 | 0 | 0 | 0 | 0 | 0 | #N/A | 100000 | #N/A | 100000 | #N/A | 0 | #N/A | 0 | #N/A | 0.005307 | #N/A | 0.005307 | [22 empty] | 386 | #N/A | #N/A | #N/A | #N/A | #N/A | #N/A | 0 | #VALUE! | 386 | 0 | #N/A | 0 | N/A | 0 | N/A |  | 386 | 0 | #N/A | #N/A | #N/A | #N/A | 0 | 0
[6 empty] | 387 | [27 empty] | 0 | 0 | 0 | 0 |  | 0 | 0 |  | TRUE | 0 | 0 | 0 | FALSE | +00 | +00 | TRUE | TRUE | FALSE | FALSE | 0 | 0 | TRUE | TRUE | FALSE | FALSE | 0 | 0 | #N/A | #N/A | #N/A | 0 | 0 | 0 | 0 | 0 | 0 | 0 | 0 | #N/A | 100000 | #N/A | 100000 | #N/A | 0 | #N/A | 0 | #N/A | 0.005307 | #N/A | 0.005307 | [22 empty] | 387 | #N/A | #N/A | #N/A | #N/A | #N/A | #N/A | 0 | #VALUE! | 387 | 0 | #N/A | 0 | N/A | 0 | N/A |  | 387 | 0 | #N/A | #N/A | #N/A | #N/A | 0 | 0
[6 empty] | 388 | [27 empty] | 0 | 0 | 0 | 0 |  | 0 | 0 |  | TRUE | 0 | 0 | 0 | FALSE | +00 | +00 | TRUE | TRUE | FALSE | FALSE | 0 | 0 | TRUE | TRUE | FALSE | FALSE | 0 | 0 | #N/A | #N/A | #N/A | 0 | 0 | 0 | 0 | 0 | 0 | 0 | 0 | #N/A | 100000 | #N/A | 100000 | #N/A | 0 | #N/A | 0 | #N/A | 0.005307 | #N/A | 0.005307 | [22 empty] | 388 | #N/A | #N/A | #N/A | #N/A | #N/A | #N/A | 0 | #VALUE! | 388 | 0 | #N/A | 0 | N/A | 0 | N/A |  | 388 | 0 | #N/A | #N/A | #N/A | #N/A | 0 | 0
[6 empty] | 389 | [27 empty] | 0 | 0 | 0 | 0 |  | 0 | 0 |  | TRUE | 0 | 0 | 0 | FALSE | +00 | +00 | TRUE | TRUE | FALSE | FALSE | 0 | 0 | TRUE | TRUE | FALSE | FALSE | 0 | 0 | #N/A | #N/A | #N/A | 0 | 0 | 0 | 0 | 0 | 0 | 0 | 0 | #N/A | 100000 | #N/A | 100000 | #N/A | 0 | #N/A | 0 | #N/A | 0.005307 | #N/A | 0.005307 | [22 empty] | 389 | #N/A | #N/A | #N/A | #N/A | #N/A | #N/A | 0 | #VALUE! | 389 | 0 | #N/A | 0 | N/A | 0 | N/A |  | 389 | 0 | #N/A | #N/A | #N/A | #N/A | 0 | 0
[6 empty] | 390 | [27 empty] | 0 | 0 | 0 | 0 |  | 0 | 0 |  | TRUE | 0 | 0 | 0 | FALSE | +00 | +00 | TRUE | TRUE | FALSE | FALSE | 0 | 0 | TRUE | TRUE | FALSE | FALSE | 0 | 0 | #N/A | #N/A | #N/A | 0 | 0 | 0 | 0 | 0 | 0 | 0 | 0 | #N/A | 100000 | #N/A | 100000 | #N/A | 0 | #N/A | 0 | #N/A | 0.005307 | #N/A | 0.005307 | [22 empty] | 390 | #N/A | #N/A | #N/A | #N/A | #N/A | #N/A | 0 | #VALUE! | 390 | 0 | #N/A | 0 | N/A | 0 | N/A |  | 390 | 0 | #N/A | #N/A | #N/A | #N/A | 0 | 0
[6 empty] | 391 | [27 empty] | 0 | 0 | 0 | 0 |  | 0 | 0 |  | TRUE | 0 | 0 | 0 | FALSE | +00 | +00 | TRUE | TRUE | FALSE | FALSE | 0 | 0 | TRUE | TRUE | FALSE | FALSE | 0 | 0 | #N/A | #N/A | #N/A | 0 | 0 | 0 | 0 | 0 | 0 | 0 | 0 | #N/A | 100000 | #N/A | 100000 | #N/A | 0 | #N/A | 0 | #N/A | 0.005307 | #N/A | 0.005307 | [22 empty] | 391 | #N/A | #N/A | #N/A | #N/A | #N/A | #N/A | 0 | #VALUE! | 391 | 0 | #N/A | 0 | N/A | 0 | N/A |  | 391 | 0 | #N/A | #N/A | #N/A | #N/A | 0 | 0
[6 empty] | 392 | [27 empty] | 0 | 0 | 0 | 0 |  | 0 | 0 |  | TRUE | 0 | 0 | 0 | FALSE | +00 | +00 | TRUE | TRUE | FALSE | FALSE | 0 | 0 | TRUE | TRUE | FALSE | FALSE | 0 | 0 | #N/A | #N/A | #N/A | 0 | 0 | 0 | 0 | 0 | 0 | 0 | 0 | #N/A | 100000 | #N/A | 100000 | #N/A | 0 | #N/A | 0 | #N/A | 0.005307 | #N/A | 0.005307 | [22 empty] | 392 | #N/A | #N/A | #N/A | #N/A | #N/A | #N/A | 0 | #VALUE! | 392 | 0 | #N/A | 0 | N/A | 0 | N/A |  | 392 | 0 | #N/A | #N/A | #N/A | #N/A | 0 | 0
[6 empty] | 393 | [27 empty] | 0 | 0 | 0 | 0 |  | 0 | 0 |  | TRUE | 0 | 0 | 0 | FALSE | +00 | +00 | TRUE | TRUE | FALSE | FALSE | 0 | 0 | TRUE | TRUE | FALSE | FALSE | 0 | 0 | #N/A | #N/A | #N/A | 0 | 0 | 0 | 0 | 0 | 0 | 0 | 0 | #N/A | 100000 | #N/A | 100000 | #N/A | 0 | #N/A | 0 | #N/A | 0.005307 | #N/A | 0.005307 | [22 empty] | 393 | #N/A | #N/A | #N/A | #N/A | #N/A | #N/A | 0 | #VALUE! | 393 | 0 | #N/A | 0 | N/A | 0 | N/A |  | 393 | 0 | #N/A | #N/A | #N/A | #N/A | 0 | 0
[6 empty] | 394 | [27 empty] | 0 | 0 | 0 | 0 |  | 0 | 0 |  | TRUE | 0 | 0 | 0 | FALSE | +00 | +00 | TRUE | TRUE | FALSE | FALSE | 0 | 0 | TRUE | TRUE | FALSE | FALSE | 0 | 0 | #N/A | #N/A | #N/A | 0 | 0 | 0 | 0 | 0 | 0 | 0 | 0 | #N/A | 100000 | #N/A | 100000 | #N/A | 0 | #N/A | 0 | #N/A | 0.005307 | #N/A | 0.005307 | [22 empty] | 394 | #N/A | #N/A | #N/A | #N/A | #N/A | #N/A | 0 | #VALUE! | 394 | 0 | #N/A | 0 | N/A | 0 | N/A |  | 394 | 0 | #N/A | #N/A | #N/A | #N/A | 0 | 0
[6 empty] | 395 | [27 empty] | 0 | 0 | 0 | 0 |  | 0 | 0 |  | TRUE | 0 | 0 | 0 | FALSE | +00 | +00 | TRUE | TRUE | FALSE | FALSE | 0 | 0 | TRUE | TRUE | FALSE | FALSE | 0 | 0 | #N/A | #N/A | #N/A | 0 | 0 | 0 | 0 | 0 | 0 | 0 | 0 | #N/A | 100000 | #N/A | 100000 | #N/A | 0 | #N/A | 0 | #N/A | 0.005307 | #N/A | 0.005307 | [22 empty] | 395 | #N/A | #N/A | #N/A | #N/A | #N/A | #N/A | 0 | #VALUE! | 395 | 0 | #N/A | 0 | N/A | 0 | N/A |  | 395 | 0 | #N/A | #N/A | #N/A | #N/A | 0 | 0
[6 empty] | 396 | [27 empty] | 0 | 0 | 0 | 0 |  | 0 | 0 |  | TRUE | 0 | 0 | 0 | FALSE | +00 | +00 | TRUE | TRUE | FALSE | FALSE | 0 | 0 | TRUE | TRUE | FALSE | FALSE | 0 | 0 | #N/A | #N/A | #N/A | 0 | 0 | 0 | 0 | 0 | 0 | 0 | 0 | #N/A | 100000 | #N/A | 100000 | #N/A | 0 | #N/A | 0 | #N/A | 0.005307 | #N/A | 0.005307 | [22 empty] | 396 | #N/A | #N/A | #N/A | #N/A | #N/A | #N/A | 0 | #VALUE! | 396 | 0 | #N/A | 0 | N/A | 0 | N/A |  | 396 | 0 | #N/A | #N/A | #N/A | #N/A | 0 | 0
[6 empty] | 397 | [27 empty] | 0 | 0 | 0 | 0 |  | 0 | 0 |  | TRUE | 0 | 0 | 0 | FALSE | +00 | +00 | TRUE | TRUE | FALSE | FALSE | 0 | 0 | TRUE | TRUE | FALSE | FALSE | 0 | 0 | #N/A | #N/A | #N/A | 0 | 0 | 0 | 0 | 0 | 0 | 0 | 0 | #N/A | 100000 | #N/A | 100000 | #N/A | 0 | #N/A | 0 | #N/A | 0.005307 | #N/A | 0.005307 | [22 empty] | 397 | #N/A | #N/A | #N/A | #N/A | #N/A | #N/A | 0 | #VALUE! | 397 | 0 | #N/A | 0 | N/A | 0 | N/A |  | 397 | 0 | #N/A | #N/A | #N/A | #N/A | 0 | 0
[6 empty] | 398 | [27 empty] | 0 | 0 | 0 | 0 |  | 0 | 0 |  | TRUE | 0 | 0 | 0 | FALSE | +00 | +00 | TRUE | TRUE | FALSE | FALSE | 0 | 0 | TRUE | TRUE | FALSE | FALSE | 0 | 0 | #N/A | #N/A | #N/A | 0 | 0 | 0 | 0 | 0 | 0 | 0 | 0 | #N/A | 100000 | #N/A | 100000 | #N/A | 0 | #N/A | 0 | #N/A | 0.005307 | #N/A | 0.005307 | [22 empty] | 398 | #N/A | #N/A | #N/A | #N/A | #N/A | #N/A | 0 | #VALUE! | 398 | 0 | #N/A | 0 | N/A | 0 | N/A |  | 398 | 0 | #N/A | #N/A | #N/A | #N/A | 0 | 0
[6 empty] | 399 | [27 empty] | 0 | 0 | 0 | 0 |  | 0 | 0 |  | TRUE | 0 | 0 | 0 | FALSE | +00 | +00 | TRUE | TRUE | FALSE | FALSE | 0 | 0 | TRUE | TRUE | FALSE | FALSE | 0 | 0 | #N/A | #N/A | #N/A | 0 | 0 | 0 | 0 | 0 | 0 | 0 | 0 | #N/A | 100000 | #N/A | 100000 | #N/A | 0 | #N/A | 0 | #N/A | 0.005307 | #N/A | 0.005307 | [22 empty] | 399 | #N/A | #N/A | #N/A | #N/A | #N/A | #N/A | 0 | #VALUE! | 399 | 0 | #N/A | 0 | N/A | 0 | N/A |  | 399 | 0 | #N/A | #N/A | #N/A | #N/A | 0 | 0
[6 empty] | 400 | [27 empty] | 0 | 0 | 0 | 0 |  | 0 | 0 |  | TRUE | 0 | 0 | 0 | FALSE | +00 | +00 | TRUE | TRUE | FALSE | FALSE | 0 | 0 | TRUE | TRUE | FALSE | FALSE | 0 | 0 | #N/A | #N/A | #N/A | 0 | 0 | 0 | 0 | 0 | 0 | 0 | 0 | #N/A | 100000 | #N/A | 100000 | #N/A | 0 | #N/A | 0 | #N/A | 0.005307 | #N/A | 0.005307 | [22 empty] | 400 | #N/A | #N/A | #N/A | #N/A | #N/A | #N/A | 0 | #VALUE! | 400 | 0 | #N/A | 0 | N/A | 0 | N/A |  | 400 | 0 | #N/A | #N/A | #N/A | #N/A | 0 | 0
[6 empty] | 401 | [27 empty] | 0 | 0 | 0 | 0 |  | 0 | 0 |  | TRUE | 0 | 0 | 0 | FALSE | +00 | +00 | TRUE | TRUE | FALSE | FALSE | 0 | 0 | TRUE | TRUE | FALSE | FALSE | 0 | 0 | #N/A | #N/A | #N/A | 0 | 0 | 0 | 0 | 0 | 0 | 0 | 0 | #N/A | 100000 | #N/A | 100000 | #N/A | 0 | #N/A | 0 | #N/A | 0.005307 | #N/A | 0.005307 | [22 empty] | 401 | #N/A | #N/A | #N/A | #N/A | #N/A | #N/A | 0 | #VALUE! | 401 | 0 | #N/A | 0 | N/A | 0 | N/A |  | 401 | 0 | #N/A | #N/A | #N/A | #N/A | 0 | 0
[6 empty] | 402 | [27 empty] | 0 | 0 | 0 | 0 |  | 0 | 0 |  | TRUE | 0 | 0 | 0 | FALSE | +00 | +00 | TRUE | TRUE | FALSE | FALSE | 0 | 0 | TRUE | TRUE | FALSE | FALSE | 0 | 0 | #N/A | #N/A | #N/A | 0 | 0 | 0 | 0 | 0 | 0 | 0 | 0 | #N/A | 100000 | #N/A | 100000 | #N/A | 0 | #N/A | 0 | #N/A | 0.005307 | #N/A | 0.005307 | [22 empty] | 402 | #N/A | #N/A | #N/A | #N/A | #N/A | #N/A | 0 | #VALUE! | 402 | 0 | #N/A | 0 | N/A | 0 | N/A |  | 402 | 0 | #N/A | #N/A | #N/A | #N/A | 0 | 0
[6 empty] | 403 | [27 empty] | 0 | 0 | 0 | 0 |  | 0 | 0 |  | TRUE | 0 | 0 | 0 | FALSE | +00 | +00 | TRUE | TRUE | FALSE | FALSE | 0 | 0 | TRUE | TRUE | FALSE | FALSE | 0 | 0 | #N/A | #N/A | #N/A | 0 | 0 | 0 | 0 | 0 | 0 | 0 | 0 | #N/A | 100000 | #N/A | 100000 | #N/A | 0 | #N/A | 0 | #N/A | 0.005307 | #N/A | 0.005307 | [22 empty] | 403 | #N/A | #N/A | #N/A | #N/A | #N/A | #N/A | 0 | #VALUE! | 403 | 0 | #N/A | 0 | N/A | 0 | N/A |  | 403 | 0 | #N/A | #N/A | #N/A | #N/A | 0 | 0
[6 empty] | 404 | [27 empty] | 0 | 0 | 0 | 0 |  | 0 | 0 |  | TRUE | 0 | 0 | 0 | FALSE | +00 | +00 | TRUE | TRUE | FALSE | FALSE | 0 | 0 | TRUE | TRUE | FALSE | FALSE | 0 | 0 | #N/A | #N/A | #N/A | 0 | 0 | 0 | 0 | 0 | 0 | 0 | 0 | #N/A | 100000 | #N/A | 100000 | #N/A | 0 | #N/A | 0 | #N/A | 0.005307 | #N/A | 0.005307 | [22 empty] | 404 | #N/A | #N/A | #N/A | #N/A | #N/A | #N/A | 0 | #VALUE! | 404 | 0 | #N/A | 0 | N/A | 0 | N/A |  | 404 | 0 | #N/A | #N/A | #N/A | #N/A | 0 | 0
[6 empty] | 405 | [27 empty] | 0 | 0 | 0 | 0 |  | 0 | 0 |  | TRUE | 0 | 0 | 0 | FALSE | +00 | +00 | TRUE | TRUE | FALSE | FALSE | 0 | 0 | TRUE | TRUE | FALSE | FALSE | 0 | 0 | #N/A | #N/A | #N/A | 0 | 0 | 0 | 0 | 0 | 0 | 0 | 0 | #N/A | 100000 | #N/A | 100000 | #N/A | 0 | #N/A | 0 | #N/A | 0.005307 | #N/A | 0.005307 | [22 empty] | 405 | #N/A | #N/A | #N/A | #N/A | #N/A | #N/A | 0 | #VALUE! | 405 | 0 | #N/A | 0 | N/A | 0 | N/A |  | 405 | 0 | #N/A | #N/A | #N/A | #N/A | 0 | 0
[6 empty] | 406 | [27 empty] | 0 | 0 | 0 | 0 |  | 0 | 0 |  | TRUE | 0 | 0 | 0 | FALSE | +00 | +00 | TRUE | TRUE | FALSE | FALSE | 0 | 0 | TRUE | TRUE | FALSE | FALSE | 0 | 0 | #N/A | #N/A | #N/A | 0 | 0 | 0 | 0 | 0 | 0 | 0 | 0 | #N/A | 100000 | #N/A | 100000 | #N/A | 0 | #N/A | 0 | #N/A | 0.005307 | #N/A | 0.005307 | [22 empty] | 406 | #N/A | #N/A | #N/A | #N/A | #N/A | #N/A | 0 | #VALUE! | 406 | 0 | #N/A | 0 | N/A | 0 | N/A |  | 406 | 0 | #N/A | #N/A | #N/A | #N/A | 0 | 0
[6 empty] | 407 | [27 empty] | 0 | 0 | 0 | 0 |  | 0 | 0 |  | TRUE | 0 | 0 | 0 | FALSE | +00 | +00 | TRUE | TRUE | FALSE | FALSE | 0 | 0 | TRUE | TRUE | FALSE | FALSE | 0 | 0 | #N/A | #N/A | #N/A | 0 | 0 | 0 | 0 | 0 | 0 | 0 | 0 | #N/A | 100000 | #N/A | 100000 | #N/A | 0 | #N/A | 0 | #N/A | 0.005307 | #N/A | 0.005307 | [22 empty] | 407 | #N/A | #N/A | #N/A | #N/A | #N/A | #N/A | 0 | #VALUE! | 407 | 0 | #N/A | 0 | N/A | 0 | N/A |  | 407 | 0 | #N/A | #N/A | #N/A | #N/A | 0 | 0
[6 empty] | 408 | [27 empty] | 0 | 0 | 0 | 0 |  | 0 | 0 |  | TRUE | 0 | 0 | 0 | FALSE | +00 | +00 | TRUE | TRUE | FALSE | FALSE | 0 | 0 | TRUE | TRUE | FALSE | FALSE | 0 | 0 | #N/A | #N/A | #N/A | 0 | 0 | 0 | 0 | 0 | 0 | 0 | 0 | #N/A | 100000 | #N/A | 100000 | #N/A | 0 | #N/A | 0 | #N/A | 0.005307 | #N/A | 0.005307 | [22 empty] | 408 | #N/A | #N/A | #N/A | #N/A | #N/A | #N/A | 0 | #VALUE! | 408 | 0 | #N/A | 0 | N/A | 0 | N/A |  | 408 | 0 | #N/A | #N/A | #N/A | #N/A | 0 | 0
[6 empty] | 409 | [27 empty] | 0 | 0 | 0 | 0 |  | 0 | 0 |  | TRUE | 0 | 0 | 0 | FALSE | +00 | +00 | TRUE | TRUE | FALSE | FALSE | 0 | 0 | TRUE | TRUE | FALSE | FALSE | 0 | 0 | #N/A | #N/A | #N/A | 0 | 0 | 0 | 0 | 0 | 0 | 0 | 0 | #N/A | 100000 | #N/A | 100000 | #N/A | 0 | #N/A | 0 | #N/A | 0.005307 | #N/A | 0.005307 | [22 empty] | 409 | #N/A | #N/A | #N/A | #N/A | #N/A | #N/A | 0 | #VALUE! | 409 | 0 | #N/A | 0 | N/A | 0 | N/A |  | 409 | 0 | #N/A | #N/A | #N/A | #N/A | 0 | 0
[6 empty] | 410 | [27 empty] | 0 | 0 | 0 | 0 |  | 0 | 0 |  | TRUE | 0 | 0 | 0 | FALSE | +00 | +00 | TRUE | TRUE | FALSE | FALSE | 0 | 0 | TRUE | TRUE | FALSE | FALSE | 0 | 0 | #N/A | #N/A | #N/A | 0 | 0 | 0 | 0 | 0 | 0 | 0 | 0 | #N/A | 100000 | #N/A | 100000 | #N/A | 0 | #N/A | 0 | #N/A | 0.005307 | #N/A | 0.005307 | [22 empty] | 410 | #N/A | #N/A | #N/A | #N/A | #N/A | #N/A | 0 | #VALUE! | 410 | 0 | #N/A | 0 | N/A | 0 | N/A |  | 410 | 0 | #N/A | #N/A | #N/A | #N/A | 0 | 0
[6 empty] | 411 | [27 empty] | 0 | 0 | 0 | 0 |  | 0 | 0 |  | TRUE | 0 | 0 | 0 | FALSE | +00 | +00 | TRUE | TRUE | FALSE | FALSE | 0 | 0 | TRUE | TRUE | FALSE | FALSE | 0 | 0 | #N/A | #N/A | #N/A | 0 | 0 | 0 | 0 | 0 | 0 | 0 | 0 | #N/A | 100000 | #N/A | 100000 | #N/A | 0 | #N/A | 0 | #N/A | 0.005307 | #N/A | 0.005307 | [22 empty] | 411 | #N/A | #N/A | #N/A | #N/A | #N/A | #N/A | 0 | #VALUE! | 411 | 0 | #N/A | 0 | N/A | 0 | N/A |  | 411 | 0 | #N/A | #N/A | #N/A | #N/A | 0 | 0
[6 empty] | 412 | [27 empty] | 0 | 0 | 0 | 0 |  | 0 | 0 |  | TRUE | 0 | 0 | 0 | FALSE | +00 | +00 | TRUE | TRUE | FALSE | FALSE | 0 | 0 | TRUE | TRUE | FALSE | FALSE | 0 | 0 | #N/A | #N/A | #N/A | 0 | 0 | 0 | 0 | 0 | 0 | 0 | 0 | #N/A | 100000 | #N/A | 100000 | #N/A | 0 | #N/A | 0 | #N/A | 0.005307 | #N/A | 0.005307 | [22 empty] | 412 | #N/A | #N/A | #N/A | #N/A | #N/A | #N/A | 0 | #VALUE! | 412 | 0 | #N/A | 0 | N/A | 0 | N/A |  | 412 | 0 | #N/A | #N/A | #N/A | #N/A | 0 | 0
[6 empty] | 413 | [27 empty] | 0 | 0 | 0 | 0 |  | 0 | 0 |  | TRUE | 0 | 0 | 0 | FALSE | +00 | +00 | TRUE | TRUE | FALSE | FALSE | 0 | 0 | TRUE | TRUE | FALSE | FALSE | 0 | 0 | #N/A | #N/A | #N/A | 0 | 0 | 0 | 0 | 0 | 0 | 0 | 0 | #N/A | 100000 | #N/A | 100000 | #N/A | 0 | #N/A | 0 | #N/A | 0.005307 | #N/A | 0.005307 | [22 empty] | 413 | #N/A | #N/A | #N/A | #N/A | #N/A | #N/A | 0 | #VALUE! | 413 | 0 | #N/A | 0 | N/A | 0 | N/A |  | 413 | 0 | #N/A | #N/A | #N/A | #N/A | 0 | 0
[6 empty] | 414 | [27 empty] | 0 | 0 | 0 | 0 |  | 0 | 0 |  | TRUE | 0 | 0 | 0 | FALSE | +00 | +00 | TRUE | TRUE | FALSE | FALSE | 0 | 0 | TRUE | TRUE | FALSE | FALSE | 0 | 0 | #N/A | #N/A | #N/A | 0 | 0 | 0 | 0 | 0 | 0 | 0 | 0 | #N/A | 100000 | #N/A | 100000 | #N/A | 0 | #N/A | 0 | #N/A | 0.005307 | #N/A | 0.005307 | [22 empty] | 414 | #N/A | #N/A | #N/A | #N/A | #N/A | #N/A | 0 | #VALUE! | 414 | 0 | #N/A | 0 | N/A | 0 | N/A |  | 414 | 0 | #N/A | #N/A | #N/A | #N/A | 0 | 0
[6 empty] | 415 | [27 empty] | 0 | 0 | 0 | 0 |  | 0 | 0 |  | TRUE | 0 | 0 | 0 | FALSE | +00 | +00 | TRUE | TRUE | FALSE | FALSE | 0 | 0 | TRUE | TRUE | FALSE | FALSE | 0 | 0 | #N/A | #N/A | #N/A | 0 | 0 | 0 | 0 | 0 | 0 | 0 | 0 | #N/A | 100000 | #N/A | 100000 | #N/A | 0 | #N/A | 0 | #N/A | 0.005307 | #N/A | 0.005307 | [22 empty] | 415 | #N/A | #N/A | #N/A | #N/A | #N/A | #N/A | 0 | #VALUE! | 415 | 0 | #N/A | 0 | N/A | 0 | N/A |  | 415 | 0 | #N/A | #N/A | #N/A | #N/A | 0 | 0
[6 empty] | 416 | [27 empty] | 0 | 0 | 0 | 0 |  | 0 | 0 |  | TRUE | 0 | 0 | 0 | FALSE | +00 | +00 | TRUE | TRUE | FALSE | FALSE | 0 | 0 | TRUE | TRUE | FALSE | FALSE | 0 | 0 | #N/A | #N/A | #N/A | 0 | 0 | 0 | 0 | 0 | 0 | 0 | 0 | #N/A | 100000 | #N/A | 100000 | #N/A | 0 | #N/A | 0 | #N/A | 0.005307 | #N/A | 0.005307 | [22 empty] | 416 | #N/A | #N/A | #N/A | #N/A | #N/A | #N/A | 0 | #VALUE! | 416 | 0 | #N/A | 0 | N/A | 0 | N/A |  | 416 | 0 | #N/A | #N/A | #N/A | #N/A | 0 | 0
[6 empty] | 417 | [27 empty] | 0 | 0 | 0 | 0 |  | 0 | 0 |  | TRUE | 0 | 0 | 0 | FALSE | +00 | +00 | TRUE | TRUE | FALSE | FALSE | 0 | 0 | TRUE | TRUE | FALSE | FALSE | 0 | 0 | #N/A | #N/A | #N/A | 0 | 0 | 0 | 0 | 0 | 0 | 0 | 0 | #N/A | 100000 | #N/A | 100000 | #N/A | 0 | #N/A | 0 | #N/A | 0.005307 | #N/A | 0.005307 | [22 empty] | 417 | #N/A | #N/A | #N/A | #N/A | #N/A | #N/A | 0 | #VALUE! | 417 | 0 | #N/A | 0 | N/A | 0 | N/A |  | 417 | 0 | #N/A | #N/A | #N/A | #N/A | 0 | 0
[6 empty] | 418 | [27 empty] | 0 | 0 | 0 | 0 |  | 0 | 0 |  | TRUE | 0 | 0 | 0 | FALSE | +00 | +00 | TRUE | TRUE | FALSE | FALSE | 0 | 0 | TRUE | TRUE | FALSE | FALSE | 0 | 0 | #N/A | #N/A | #N/A | 0 | 0 | 0 | 0 | 0 | 0 | 0 | 0 | #N/A | 100000 | #N/A | 100000 | #N/A | 0 | #N/A | 0 | #N/A | 0.005307 | #N/A | 0.005307 | [22 empty] | 418 | #N/A | #N/A | #N/A | #N/A | #N/A | #N/A | 0 | #VALUE! | 418 | 0 | #N/A | 0 | N/A | 0 | N/A |  | 418 | 0 | #N/A | #N/A | #N/A | #N/A | 0 | 0
[6 empty] | 419 | [27 empty] | 0 | 0 | 0 | 0 |  | 0 | 0 |  | TRUE | 0 | 0 | 0 | FALSE | +00 | +00 | TRUE | TRUE | FALSE | FALSE | 0 | 0 | TRUE | TRUE | FALSE | FALSE | 0 | 0 | #N/A | #N/A | #N/A | 0 | 0 | 0 | 0 | 0 | 0 | 0 | 0 | #N/A | 100000 | #N/A | 100000 | #N/A | 0 | #N/A | 0 | #N/A | 0.005307 | #N/A | 0.005307 | [22 empty] | 419 | #N/A | #N/A | #N/A | #N/A | #N/A | #N/A | 0 | #VALUE! | 419 | 0 | #N/A | 0 | N/A | 0 | N/A |  | 419 | 0 | #N/A | #N/A | #N/A | #N/A | 0 | 0
[6 empty] | 420 | [27 empty] | 0 | 0 | 0 | 0 |  | 0 | 0 |  | TRUE | 0 | 0 | 0 | FALSE | +00 | +00 | TRUE | TRUE | FALSE | FALSE | 0 | 0 | TRUE | TRUE | FALSE | FALSE | 0 | 0 | #N/A | #N/A | #N/A | 0 | 0 | 0 | 0 | 0 | 0 | 0 | 0 | #N/A | 100000 | #N/A | 100000 | #N/A | 0 | #N/A | 0 | #N/A | 0.005307 | #N/A | 0.005307 | [22 empty] | 420 | #N/A | #N/A | #N/A | #N/A | #N/A | #N/A | 0 | #VALUE! | 420 | 0 | #N/A | 0 | N/A | 0 | N/A |  | 420 | 0 | #N/A | #N/A | #N/A | #N/A | 0 | 0
[6 empty] | 421 | [27 empty] | 0 | 0 | 0 | 0 |  | 0 | 0 |  | TRUE | 0 | 0 | 0 | FALSE | +00 | +00 | TRUE | TRUE | FALSE | FALSE | 0 | 0 | TRUE | TRUE | FALSE | FALSE | 0 | 0 | #N/A | #N/A | #N/A | 0 | 0 | 0 | 0 | 0 | 0 | 0 | 0 | #N/A | 100000 | #N/A | 100000 | #N/A | 0 | #N/A | 0 | #N/A | 0.005307 | #N/A | 0.005307 | [22 empty] | 421 | #N/A | #N/A | #N/A | #N/A | #N/A | #N/A | 0 | #VALUE! | 421 | 0 | #N/A | 0 | N/A | 0 | N/A |  | 421 | 0 | #N/A | #N/A | #N/A | #N/A | 0 | 0
[6 empty] | 422 | [27 empty] | 0 | 0 | 0 | 0 |  | 0 | 0 |  | TRUE | 0 | 0 | 0 | FALSE | +00 | +00 | TRUE | TRUE | FALSE | FALSE | 0 | 0 | TRUE | TRUE | FALSE | FALSE | 0 | 0 | #N/A | #N/A | #N/A | 0 | 0 | 0 | 0 | 0 | 0 | 0 | 0 | #N/A | 100000 | #N/A | 100000 | #N/A | 0 | #N/A | 0 | #N/A | 0.005307 | #N/A | 0.005307 | [22 empty] | 422 | #N/A | #N/A | #N/A | #N/A | #N/A | #N/A | 0 | #VALUE! | 422 | 0 | #N/A | 0 | N/A | 0 | N/A |  | 422 | 0 | #N/A | #N/A | #N/A | #N/A | 0 | 0
[6 empty] | 423 | [27 empty] | 0 | 0 | 0 | 0 |  | 0 | 0 |  | TRUE | 0 | 0 | 0 | FALSE | +00 | +00 | TRUE | TRUE | FALSE | FALSE | 0 | 0 | TRUE | TRUE | FALSE | FALSE | 0 | 0 | #N/A | #N/A | #N/A | 0 | 0 | 0 | 0 | 0 | 0 | 0 | 0 | #N/A | 100000 | #N/A | 100000 | #N/A | 0 | #N/A | 0 | #N/A | 0.005307 | #N/A | 0.005307 | [22 empty] | 423 | #N/A | #N/A | #N/A | #N/A | #N/A | #N/A | 0 | #VALUE! | 423 | 0 | #N/A | 0 | N/A | 0 | N/A |  | 423 | 0 | #N/A | #N/A | #N/A | #N/A | 0 | 0
[6 empty] | 424 | [27 empty] | 0 | 0 | 0 | 0 |  | 0 | 0 |  | TRUE | 0 | 0 | 0 | FALSE | +00 | +00 | TRUE | TRUE | FALSE | FALSE | 0 | 0 | TRUE | TRUE | FALSE | FALSE | 0 | 0 | #N/A | #N/A | #N/A | 0 | 0 | 0 | 0 | 0 | 0 | 0 | 0 | #N/A | 100000 | #N/A | 100000 | #N/A | 0 | #N/A | 0 | #N/A | 0.005307 | #N/A | 0.005307 | [22 empty] | 424 | #N/A | #N/A | #N/A | #N/A | #N/A | #N/A | 0 | #VALUE! | 424 | 0 | #N/A | 0 | N/A | 0 | N/A |  | 424 | 0 | #N/A | #N/A | #N/A | #N/A | 0 | 0
[6 empty] | 425 | [27 empty] | 0 | 0 | 0 | 0 |  | 0 | 0 |  | TRUE | 0 | 0 | 0 | FALSE | +00 | +00 | TRUE | TRUE | FALSE | FALSE | 0 | 0 | TRUE | TRUE | FALSE | FALSE | 0 | 0 | #N/A | #N/A | #N/A | 0 | 0 | 0 | 0 | 0 | 0 | 0 | 0 | #N/A | 100000 | #N/A | 100000 | #N/A | 0 | #N/A | 0 | #N/A | 0.005307 | #N/A | 0.005307 | [22 empty] | 425 | #N/A | #N/A | #N/A | #N/A | #N/A | #N/A | 0 | #VALUE! | 425 | 0 | #N/A | 0 | N/A | 0 | N/A |  | 425 | 0 | #N/A | #N/A | #N/A | #N/A | 0 | 0
[6 empty] | 426 | [27 empty] | 0 | 0 | 0 | 0 |  | 0 | 0 |  | TRUE | 0 | 0 | 0 | FALSE | +00 | +00 | TRUE | TRUE | FALSE | FALSE | 0 | 0 | TRUE | TRUE | FALSE | FALSE | 0 | 0 | #N/A | #N/A | #N/A | 0 | 0 | 0 | 0 | 0 | 0 | 0 | 0 | #N/A | 100000 | #N/A | 100000 | #N/A | 0 | #N/A | 0 | #N/A | 0.005307 | #N/A | 0.005307 | [22 empty] | 426 | #N/A | #N/A | #N/A | #N/A | #N/A | #N/A | 0 | #VALUE! | 426 | 0 | #N/A | 0 | N/A | 0 | N/A |  | 426 | 0 | #N/A | #N/A | #N/A | #N/A | 0 | 0
[6 empty] | 427 | [27 empty] | 0 | 0 | 0 | 0 |  | 0 | 0 |  | TRUE | 0 | 0 | 0 | FALSE | +00 | +00 | TRUE | TRUE | FALSE | FALSE | 0 | 0 | TRUE | TRUE | FALSE | FALSE | 0 | 0 | #N/A | #N/A | #N/A | 0 | 0 | 0 | 0 | 0 | 0 | 0 | 0 | #N/A | 100000 | #N/A | 100000 | #N/A | 0 | #N/A | 0 | #N/A | 0.005307 | #N/A | 0.005307 | [22 empty] | 427 | #N/A | #N/A | #N/A | #N/A | #N/A | #N/A | 0 | #VALUE! | 427 | 0 | #N/A | 0 | N/A | 0 | N/A |  | 427 | 0 | #N/A | #N/A | #N/A | #N/A | 0 | 0
[6 empty] | 428 | [27 empty] | 0 | 0 | 0 | 0 |  | 0 | 0 |  | TRUE | 0 | 0 | 0 | FALSE | +00 | +00 | TRUE | TRUE | FALSE | FALSE | 0 | 0 | TRUE | TRUE | FALSE | FALSE | 0 | 0 | #N/A | #N/A | #N/A | 0 | 0 | 0 | 0 | 0 | 0 | 0 | 0 | #N/A | 100000 | #N/A | 100000 | #N/A | 0 | #N/A | 0 | #N/A | 0.005307 | #N/A | 0.005307 | [22 empty] | 428 | #N/A | #N/A | #N/A | #N/A | #N/A | #N/A | 0 | #VALUE! | 428 | 0 | #N/A | 0 | N/A | 0 | N/A |  | 428 | 0 | #N/A | #N/A | #N/A | #N/A | 0 | 0
[6 empty] | 429 | [27 empty] | 0 | 0 | 0 | 0 |  | 0 | 0 |  | TRUE | 0 | 0 | 0 | FALSE | +00 | +00 | TRUE | TRUE | FALSE | FALSE | 0 | 0 | TRUE | TRUE | FALSE | FALSE | 0 | 0 | #N/A | #N/A | #N/A | 0 | 0 | 0 | 0 | 0 | 0 | 0 | 0 | #N/A | 100000 | #N/A | 100000 | #N/A | 0 | #N/A | 0 | #N/A | 0.005307 | #N/A | 0.005307 | [22 empty] | 429 | #N/A | #N/A | #N/A | #N/A | #N/A | #N/A | 0 | #VALUE! | 429 | 0 | #N/A | 0 | N/A | 0 | N/A |  | 429 | 0 | #N/A | #N/A | #N/A | #N/A | 0 | 0
[6 empty] | 430 | [27 empty] | 0 | 0 | 0 | 0 |  | 0 | 0 |  | TRUE | 0 | 0 | 0 | FALSE | +00 | +00 | TRUE | TRUE | FALSE | FALSE | 0 | 0 | TRUE | TRUE | FALSE | FALSE | 0 | 0 | #N/A | #N/A | #N/A | 0 | 0 | 0 | 0 | 0 | 0 | 0 | 0 | #N/A | 100000 | #N/A | 100000 | #N/A | 0 | #N/A | 0 | #N/A | 0.005307 | #N/A | 0.005307 | [22 empty] | 430 | #N/A | #N/A | #N/A | #N/A | #N/A | #N/A | 0 | #VALUE! | 430 | 0 | #N/A | 0 | N/A | 0 | N/A |  | 430 | 0 | #N/A | #N/A | #N/A | #N/A | 0 | 0
[6 empty] | 431 | [27 empty] | 0 | 0 | 0 | 0 |  | 0 | 0 |  | TRUE | 0 | 0 | 0 | FALSE | +00 | +00 | TRUE | TRUE | FALSE | FALSE | 0 | 0 | TRUE | TRUE | FALSE | FALSE | 0 | 0 | #N/A | #N/A | #N/A | 0 | 0 | 0 | 0 | 0 | 0 | 0 | 0 | #N/A | 100000 | #N/A | 100000 | #N/A | 0 | #N/A | 0 | #N/A | 0.005307 | #N/A | 0.005307 | [22 empty] | 431 | #N/A | #N/A | #N/A | #N/A | #N/A | #N/A | 0 | #VALUE! | 431 | 0 | #N/A | 0 | N/A | 0 | N/A |  | 431 | 0 | #N/A | #N/A | #N/A | #N/A | 0 | 0
[6 empty] | 432 | [27 empty] | 0 | 0 | 0 | 0 |  | 0 | 0 |  | TRUE | 0 | 0 | 0 | FALSE | +00 | +00 | TRUE | TRUE | FALSE | FALSE | 0 | 0 | TRUE | TRUE | FALSE | FALSE | 0 | 0 | #N/A | #N/A | #N/A | 0 | 0 | 0 | 0 | 0 | 0 | 0 | 0 | #N/A | 100000 | #N/A | 100000 | #N/A | 0 | #N/A | 0 | #N/A | 0.005307 | #N/A | 0.005307 | [22 empty] | 432 | #N/A | #N/A | #N/A | #N/A | #N/A | #N/A | 0 | #VALUE! | 432 | 0 | #N/A | 0 | N/A | 0 | N/A |  | 432 | 0 | #N/A | #N/A | #N/A | #N/A | 0 | 0
[6 empty] | 433 | [27 empty] | 0 | 0 | 0 | 0 |  | 0 | 0 |  | TRUE | 0 | 0 | 0 | FALSE | +00 | +00 | TRUE | TRUE | FALSE | FALSE | 0 | 0 | TRUE | TRUE | FALSE | FALSE | 0 | 0 | #N/A | #N/A | #N/A | 0 | 0 | 0 | 0 | 0 | 0 | 0 | 0 | #N/A | 100000 | #N/A | 100000 | #N/A | 0 | #N/A | 0 | #N/A | 0.005307 | #N/A | 0.005307 | [22 empty] | 433 | #N/A | #N/A | #N/A | #N/A | #N/A | #N/A | 0 | #VALUE! | 433 | 0 | #N/A | 0 | N/A | 0 | N/A |  | 433 | 0 | #N/A | #N/A | #N/A | #N/A | 0 | 0
[6 empty] | 434 | [27 empty] | 0 | 0 | 0 | 0 |  | 0 | 0 |  | TRUE | 0 | 0 | 0 | FALSE | +00 | +00 | TRUE | TRUE | FALSE | FALSE | 0 | 0 | TRUE | TRUE | FALSE | FALSE | 0 | 0 | #N/A | #N/A | #N/A | 0 | 0 | 0 | 0 | 0 | 0 | 0 | 0 | #N/A | 100000 | #N/A | 100000 | #N/A | 0 | #N/A | 0 | #N/A | 0.005307 | #N/A | 0.005307 | [22 empty] | 434 | #N/A | #N/A | #N/A | #N/A | #N/A | #N/A | 0 | #VALUE! | 434 | 0 | #N/A | 0 | N/A | 0 | N/A |  | 434 | 0 | #N/A | #N/A | #N/A | #N/A | 0 | 0
[6 empty] | 435 | [27 empty] | 0 | 0 | 0 | 0 |  | 0 | 0 |  | TRUE | 0 | 0 | 0 | FALSE | +00 | +00 | TRUE | TRUE | FALSE | FALSE | 0 | 0 | TRUE | TRUE | FALSE | FALSE | 0 | 0 | #N/A | #N/A | #N/A | 0 | 0 | 0 | 0 | 0 | 0 | 0 | 0 | #N/A | 100000 | #N/A | 100000 | #N/A | 0 | #N/A | 0 | #N/A | 0.005307 | #N/A | 0.005307 | [22 empty] | 435 | #N/A | #N/A | #N/A | #N/A | #N/A | #N/A | 0 | #VALUE! | 435 | 0 | #N/A | 0 | N/A | 0 | N/A |  | 435 | 0 | #N/A | #N/A | #N/A | #N/A | 0 | 0
[6 empty] | 436 | [27 empty] | 0 | 0 | 0 | 0 |  | 0 | 0 |  | TRUE | 0 | 0 | 0 | FALSE | +00 | +00 | TRUE | TRUE | FALSE | FALSE | 0 | 0 | TRUE | TRUE | FALSE | FALSE | 0 | 0 | #N/A | #N/A | #N/A | 0 | 0 | 0 | 0 | 0 | 0 | 0 | 0 | #N/A | 100000 | #N/A | 100000 | #N/A | 0 | #N/A | 0 | #N/A | 0.005307 | #N/A | 0.005307 | [22 empty] | 436 | #N/A | #N/A | #N/A | #N/A | #N/A | #N/A | 0 | #VALUE! | 436 | 0 | #N/A | 0 | N/A | 0 | N/A |  | 436 | 0 | #N/A | #N/A | #N/A | #N/A | 0 | 0
[6 empty] | 437 | [27 empty] | 0 | 0 | 0 | 0 |  | 0 | 0 |  | TRUE | 0 | 0 | 0 | FALSE | +00 | +00 | TRUE | TRUE | FALSE | FALSE | 0 | 0 | TRUE | TRUE | FALSE | FALSE | 0 | 0 | #N/A | #N/A | #N/A | 0 | 0 | 0 | 0 | 0 | 0 | 0 | 0 | #N/A | 100000 | #N/A | 100000 | #N/A | 0 | #N/A | 0 | #N/A | 0.005307 | #N/A | 0.005307 | [22 empty] | 437 | #N/A | #N/A | #N/A | #N/A | #N/A | #N/A | 0 | #VALUE! | 437 | 0 | #N/A | 0 | N/A | 0 | N/A |  | 437 | 0 | #N/A | #N/A | #N/A | #N/A | 0 | 0
[6 empty] | 438 | [27 empty] | 0 | 0 | 0 | 0 |  | 0 | 0 |  | TRUE | 0 | 0 | 0 | FALSE | +00 | +00 | TRUE | TRUE | FALSE | FALSE | 0 | 0 | TRUE | TRUE | FALSE | FALSE | 0 | 0 | #N/A | #N/A | #N/A | 0 | 0 | 0 | 0 | 0 | 0 | 0 | 0 | #N/A | 100000 | #N/A | 100000 | #N/A | 0 | #N/A | 0 | #N/A | 0.005307 | #N/A | 0.005307 | [22 empty] | 438 | #N/A | #N/A | #N/A | #N/A | #N/A | #N/A | 0 | #VALUE! | 438 | 0 | #N/A | 0 | N/A | 0 | N/A |  | 438 | 0 | #N/A | #N/A | #N/A | #N/A | 0 | 0
[6 empty] | 439 | [27 empty] | 0 | 0 | 0 | 0 |  | 0 | 0 |  | TRUE | 0 | 0 | 0 | FALSE | +00 | +00 | TRUE | TRUE | FALSE | FALSE | 0 | 0 | TRUE | TRUE | FALSE | FALSE | 0 | 0 | #N/A | #N/A | #N/A | 0 | 0 | 0 | 0 | 0 | 0 | 0 | 0 | #N/A | 100000 | #N/A | 100000 | #N/A | 0 | #N/A | 0 | #N/A | 0.005307 | #N/A | 0.005307 | [22 empty] | 439 | #N/A | #N/A | #N/A | #N/A | #N/A | #N/A | 0 | #VALUE! | 439 | 0 | #N/A | 0 | N/A | 0 | N/A |  | 439 | 0 | #N/A | #N/A | #N/A | #N/A | 0 | 0
[6 empty] | 440 | [27 empty] | 0 | 0 | 0 | 0 |  | 0 | 0 |  | TRUE | 0 | 0 | 0 | FALSE | +00 | +00 | TRUE | TRUE | FALSE | FALSE | 0 | 0 | TRUE | TRUE | FALSE | FALSE | 0 | 0 | #N/A | #N/A | #N/A | 0 | 0 | 0 | 0 | 0 | 0 | 0 | 0 | #N/A | 100000 | #N/A | 100000 | #N/A | 0 | #N/A | 0 | #N/A | 0.005307 | #N/A | 0.005307 | [22 empty] | 440 | #N/A | #N/A | #N/A | #N/A | #N/A | #N/A | 0 | #VALUE! | 440 | 0 | #N/A | 0 | N/A | 0 | N/A |  | 440 | 0 | #N/A | #N/A | #N/A | #N/A | 0 | 0
[6 empty] | 441 | [27 empty] | 0 | 0 | 0 | 0 |  | 0 | 0 |  | TRUE | 0 | 0 | 0 | FALSE | +00 | +00 | TRUE | TRUE | FALSE | FALSE | 0 | 0 | TRUE | TRUE | FALSE | FALSE | 0 | 0 | #N/A | #N/A | #N/A | 0 | 0 | 0 | 0 | 0 | 0 | 0 | 0 | #N/A | 100000 | #N/A | 100000 | #N/A | 0 | #N/A | 0 | #N/A | 0.005307 | #N/A | 0.005307 | [22 empty] | 441 | #N/A | #N/A | #N/A | #N/A | #N/A | #N/A | 0 | #VALUE! | 441 | 0 | #N/A | 0 | N/A | 0 | N/A |  | 441 | 0 | #N/A | #N/A | #N/A | #N/A | 0 | 0
[6 empty] | 442 | [27 empty] | 0 | 0 | 0 | 0 |  | 0 | 0 |  | TRUE | 0 | 0 | 0 | FALSE | +00 | +00 | TRUE | TRUE | FALSE | FALSE | 0 | 0 | TRUE | TRUE | FALSE | FALSE | 0 | 0 | #N/A | #N/A | #N/A | 0 | 0 | 0 | 0 | 0 | 0 | 0 | 0 | #N/A | 100000 | #N/A | 100000 | #N/A | 0 | #N/A | 0 | #N/A | 0.005307 | #N/A | 0.005307 | [22 empty] | 442 | #N/A | #N/A | #N/A | #N/A | #N/A | #N/A | 0 | #VALUE! | 442 | 0 | #N/A | 0 | N/A | 0 | N/A |  | 442 | 0 | #N/A | #N/A | #N/A | #N/A | 0 | 0
[6 empty] | 443 | [27 empty] | 0 | 0 | 0 | 0 |  | 0 | 0 |  | TRUE | 0 | 0 | 0 | FALSE | +00 | +00 | TRUE | TRUE | FALSE | FALSE | 0 | 0 | TRUE | TRUE | FALSE | FALSE | 0 | 0 | #N/A | #N/A | #N/A | 0 | 0 | 0 | 0 | 0 | 0 | 0 | 0 | #N/A | 100000 | #N/A | 100000 | #N/A | 0 | #N/A | 0 | #N/A | 0.005307 | #N/A | 0.005307 | [22 empty] | 443 | #N/A | #N/A | #N/A | #N/A | #N/A | #N/A | 0 | #VALUE! | 443 | 0 | #N/A | 0 | N/A | 0 | N/A |  | 443 | 0 | #N/A | #N/A | #N/A | #N/A | 0 | 0
[6 empty] | 444 | [27 empty] | 0 | 0 | 0 | 0 |  | 0 | 0 |  | TRUE | 0 | 0 | 0 | FALSE | +00 | +00 | TRUE | TRUE | FALSE | FALSE | 0 | 0 | TRUE | TRUE | FALSE | FALSE | 0 | 0 | #N/A | #N/A | #N/A | 0 | 0 | 0 | 0 | 0 | 0 | 0 | 0 | #N/A | 100000 | #N/A | 100000 | #N/A | 0 | #N/A | 0 | #N/A | 0.005307 | #N/A | 0.005307 | [22 empty] | 444 | #N/A | #N/A | #N/A | #N/A | #N/A | #N/A | 0 | #VALUE! | 444 | 0 | #N/A | 0 | N/A | 0 | N/A |  | 444 | 0 | #N/A | #N/A | #N/A | #N/A | 0 | 0
[6 empty] | 445 | [27 empty] | 0 | 0 | 0 | 0 |  | 0 | 0 |  | TRUE | 0 | 0 | 0 | FALSE | +00 | +00 | TRUE | TRUE | FALSE | FALSE | 0 | 0 | TRUE | TRUE | FALSE | FALSE | 0 | 0 | #N/A | #N/A | #N/A | 0 | 0 | 0 | 0 | 0 | 0 | 0 | 0 | #N/A | 100000 | #N/A | 100000 | #N/A | 0 | #N/A | 0 | #N/A | 0.005307 | #N/A | 0.005307 | [22 empty] | 445 | #N/A | #N/A | #N/A | #N/A | #N/A | #N/A | 0 | #VALUE! | 445 | 0 | #N/A | 0 | N/A | 0 | N/A |  | 445 | 0 | #N/A | #N/A | #N/A | #N/A | 0 | 0
[6 empty] | 446 | [27 empty] | 0 | 0 | 0 | 0 |  | 0 | 0 |  | TRUE | 0 | 0 | 0 | FALSE | +00 | +00 | TRUE | TRUE | FALSE | FALSE | 0 | 0 | TRUE | TRUE | FALSE | FALSE | 0 | 0 | #N/A | #N/A | #N/A | 0 | 0 | 0 | 0 | 0 | 0 | 0 | 0 | #N/A | 100000 | #N/A | 100000 | #N/A | 0 | #N/A | 0 | #N/A | 0.005307 | #N/A | 0.005307 | [22 empty] | 446 | #N/A | #N/A | #N/A | #N/A | #N/A | #N/A | 0 | #VALUE! | 446 | 0 | #N/A | 0 | N/A | 0 | N/A |  | 446 | 0 | #N/A | #N/A | #N/A | #N/A | 0 | 0
[6 empty] | 447 | [27 empty] | 0 | 0 | 0 | 0 |  | 0 | 0 |  | TRUE | 0 | 0 | 0 | FALSE | +00 | +00 | TRUE | TRUE | FALSE | FALSE | 0 | 0 | TRUE | TRUE | FALSE | FALSE | 0 | 0 | #N/A | #N/A | #N/A | 0 | 0 | 0 | 0 | 0 | 0 | 0 | 0 | #N/A | 100000 | #N/A | 100000 | #N/A | 0 | #N/A | 0 | #N/A | 0.005307 | #N/A | 0.005307 | [22 empty] | 447 | #N/A | #N/A | #N/A | #N/A | #N/A | #N/A | 0 | #VALUE! | 447 | 0 | #N/A | 0 | N/A | 0 | N/A |  | 447 | 0 | #N/A | #N/A | #N/A | #N/A | 0 | 0
[6 empty] | 448 | [27 empty] | 0 | 0 | 0 | 0 |  | 0 | 0 |  | TRUE | 0 | 0 | 0 | FALSE | +00 | +00 | TRUE | TRUE | FALSE | FALSE | 0 | 0 | TRUE | TRUE | FALSE | FALSE | 0 | 0 | #N/A | #N/A | #N/A | 0 | 0 | 0 | 0 | 0 | 0 | 0 | 0 | #N/A | 100000 | #N/A | 100000 | #N/A | 0 | #N/A | 0 | #N/A | 0.005307 | #N/A | 0.005307 | [22 empty] | 448 | #N/A | #N/A | #N/A | #N/A | #N/A | #N/A | 0 | #VALUE! | 448 | 0 | #N/A | 0 | N/A | 0 | N/A |  | 448 | 0 | #N/A | #N/A | #N/A | #N/A | 0 | 0
[6 empty] | 449 | [27 empty] | 0 | 0 | 0 | 0 |  | 0 | 0 |  | TRUE | 0 | 0 | 0 | FALSE | +00 | +00 | TRUE | TRUE | FALSE | FALSE | 0 | 0 | TRUE | TRUE | FALSE | FALSE | 0 | 0 | #N/A | #N/A | #N/A | 0 | 0 | 0 | 0 | 0 | 0 | 0 | 0 | #N/A | 100000 | #N/A | 100000 | #N/A | 0 | #N/A | 0 | #N/A | 0.005307 | #N/A | 0.005307 | [22 empty] | 449 | #N/A | #N/A | #N/A | #N/A | #N/A | #N/A | 0 | #VALUE! | 449 | 0 | #N/A | 0 | N/A | 0 | N/A |  | 449 | 0 | #N/A | #N/A | #N/A | #N/A | 0 | 0
[6 empty] | 450 | [27 empty] | 0 | 0 | 0 | 0 |  | 0 | 0 |  | TRUE | 0 | 0 | 0 | FALSE | +00 | +00 | TRUE | TRUE | FALSE | FALSE | 0 | 0 | TRUE | TRUE | FALSE | FALSE | 0 | 0 | #N/A | #N/A | #N/A | 0 | 0 | 0 | 0 | 0 | 0 | 0 | 0 | #N/A | 100000 | #N/A | 100000 | #N/A | 0 | #N/A | 0 | #N/A | 0.005307 | #N/A | 0.005307 | [22 empty] | 450 | #N/A | #N/A | #N/A | #N/A | #N/A | #N/A | 0 | #VALUE! | 450 | 0 | #N/A | 0 | N/A | 0 | N/A |  | 450 | 0 | #N/A | #N/A | #N/A | #N/A | 0 | 0
[6 empty] | 451 | [27 empty] | 0 | 0 | 0 | 0 |  | 0 | 0 |  | TRUE | 0 | 0 | 0 | FALSE | +00 | +00 | TRUE | TRUE | FALSE | FALSE | 0 | 0 | TRUE | TRUE | FALSE | FALSE | 0 | 0 | #N/A | #N/A | #N/A | 0 | 0 | 0 | 0 | 0 | 0 | 0 | 0 | #N/A | 100000 | #N/A | 100000 | #N/A | 0 | #N/A | 0 | #N/A | 0.005307 | #N/A | 0.005307 | [22 empty] | 451 | #N/A | #N/A | #N/A | #N/A | #N/A | #N/A | 0 | #VALUE! | 451 | 0 | #N/A | 0 | N/A | 0 | N/A |  | 451 | 0 | #N/A | #N/A | #N/A | #N/A | 0 | 0
[6 empty] | 452 | [27 empty] | 0 | 0 | 0 | 0 |  | 0 | 0 |  | TRUE | 0 | 0 | 0 | FALSE | +00 | +00 | TRUE | TRUE | FALSE | FALSE | 0 | 0 | TRUE | TRUE | FALSE | FALSE | 0 | 0 | #N/A | #N/A | #N/A | 0 | 0 | 0 | 0 | 0 | 0 | 0 | 0 | #N/A | 100000 | #N/A | 100000 | #N/A | 0 | #N/A | 0 | #N/A | 0.005307 | #N/A | 0.005307 | [22 empty] | 452 | #N/A | #N/A | #N/A | #N/A | #N/A | #N/A | 0 | #VALUE! | 452 | 0 | #N/A | 0 | N/A | 0 | N/A |  | 452 | 0 | #N/A | #N/A | #N/A | #N/A | 0 | 0
[6 empty] | 453 | [27 empty] | 0 | 0 | 0 | 0 |  | 0 | 0 |  | TRUE | 0 | 0 | 0 | FALSE | +00 | +00 | TRUE | TRUE | FALSE | FALSE | 0 | 0 | TRUE | TRUE | FALSE | FALSE | 0 | 0 | #N/A | #N/A | #N/A | 0 | 0 | 0 | 0 | 0 | 0 | 0 | 0 | #N/A | 100000 | #N/A | 100000 | #N/A | 0 | #N/A | 0 | #N/A | 0.005307 | #N/A | 0.005307 | [22 empty] | 453 | #N/A | #N/A | #N/A | #N/A | #N/A | #N/A | 0 | #VALUE! | 453 | 0 | #N/A | 0 | N/A | 0 | N/A |  | 453 | 0 | #N/A | #N/A | #N/A | #N/A | 0 | 0
[6 empty] | 454 | [27 empty] | 0 | 0 | 0 | 0 |  | 0 | 0 |  | TRUE | 0 | 0 | 0 | FALSE | +00 | +00 | TRUE | TRUE | FALSE | FALSE | 0 | 0 | TRUE | TRUE | FALSE | FALSE | 0 | 0 | #N/A | #N/A | #N/A | 0 | 0 | 0 | 0 | 0 | 0 | 0 | 0 | #N/A | 100000 | #N/A | 100000 | #N/A | 0 | #N/A | 0 | #N/A | 0.005307 | #N/A | 0.005307 | [22 empty] | 454 | #N/A | #N/A | #N/A | #N/A | #N/A | #N/A | 0 | #VALUE! | 454 | 0 | #N/A | 0 | N/A | 0 | N/A |  | 454 | 0 | #N/A | #N/A | #N/A | #N/A | 0 | 0
[6 empty] | 455 | [27 empty] | 0 | 0 | 0 | 0 |  | 0 | 0 |  | TRUE | 0 | 0 | 0 | FALSE | +00 | +00 | TRUE | TRUE | FALSE | FALSE | 0 | 0 | TRUE | TRUE | FALSE | FALSE | 0 | 0 | #N/A | #N/A | #N/A | 0 | 0 | 0 | 0 | 0 | 0 | 0 | 0 | #N/A | 100000 | #N/A | 100000 | #N/A | 0 | #N/A | 0 | #N/A | 0.005307 | #N/A | 0.005307 | [22 empty] | 455 | #N/A | #N/A | #N/A | #N/A | #N/A | #N/A | 0 | #VALUE! | 455 | 0 | #N/A | 0 | N/A | 0 | N/A |  | 455 | 0 | #N/A | #N/A | #N/A | #N/A | 0 | 0
[6 empty] | 456 | [27 empty] | 0 | 0 | 0 | 0 |  | 0 | 0 |  | TRUE | 0 | 0 | 0 | FALSE | +00 | +00 | TRUE | TRUE | FALSE | FALSE | 0 | 0 | TRUE | TRUE | FALSE | FALSE | 0 | 0 | #N/A | #N/A | #N/A | 0 | 0 | 0 | 0 | 0 | 0 | 0 | 0 | #N/A | 100000 | #N/A | 100000 | #N/A | 0 | #N/A | 0 | #N/A | 0.005307 | #N/A | 0.005307 | [22 empty] | 456 | #N/A | #N/A | #N/A | #N/A | #N/A | #N/A | 0 | #VALUE! | 456 | 0 | #N/A | 0 | N/A | 0 | N/A |  | 456 | 0 | #N/A | #N/A | #N/A | #N/A | 0 | 0
[6 empty] | 457 | [27 empty] | 0 | 0 | 0 | 0 |  | 0 | 0 |  | TRUE | 0 | 0 | 0 | FALSE | +00 | +00 | TRUE | TRUE | FALSE | FALSE | 0 | 0 | TRUE | TRUE | FALSE | FALSE | 0 | 0 | #N/A | #N/A | #N/A | 0 | 0 | 0 | 0 | 0 | 0 | 0 | 0 | #N/A | 100000 | #N/A | 100000 | #N/A | 0 | #N/A | 0 | #N/A | 0.005307 | #N/A | 0.005307 | [22 empty] | 457 | #N/A | #N/A | #N/A | #N/A | #N/A | #N/A | 0 | #VALUE! | 457 | 0 | #N/A | 0 | N/A | 0 | N/A |  | 457 | 0 | #N/A | #N/A | #N/A | #N/A | 0 | 0
[6 empty] | 458 | [27 empty] | 0 | 0 | 0 | 0 |  | 0 | 0 |  | TRUE | 0 | 0 | 0 | FALSE | +00 | +00 | TRUE | TRUE | FALSE | FALSE | 0 | 0 | TRUE | TRUE | FALSE | FALSE | 0 | 0 | #N/A | #N/A | #N/A | 0 | 0 | 0 | 0 | 0 | 0 | 0 | 0 | #N/A | 100000 | #N/A | 100000 | #N/A | 0 | #N/A | 0 | #N/A | 0.005307 | #N/A | 0.005307 | [22 empty] | 458 | #N/A | #N/A | #N/A | #N/A | #N/A | #N/A | 0 | #VALUE! | 458 | 0 | #N/A | 0 | N/A | 0 | N/A |  | 458 | 0 | #N/A | #N/A | #N/A | #N/A | 0 | 0
[6 empty] | 459 | [27 empty] | 0 | 0 | 0 | 0 |  | 0 | 0 |  | TRUE | 0 | 0 | 0 | FALSE | +00 | +00 | TRUE | TRUE | FALSE | FALSE | 0 | 0 | TRUE | TRUE | FALSE | FALSE | 0 | 0 | #N/A | #N/A | #N/A | 0 | 0 | 0 | 0 | 0 | 0 | 0 | 0 | #N/A | 100000 | #N/A | 100000 | #N/A | 0 | #N/A | 0 | #N/A | 0.005307 | #N/A | 0.005307 | [22 empty] | 459 | #N/A | #N/A | #N/A | #N/A | #N/A | #N/A | 0 | #VALUE! | 459 | 0 | #N/A | 0 | N/A | 0 | N/A |  | 459 | 0 | #N/A | #N/A | #N/A | #N/A | 0 | 0
[6 empty] | 460 | [27 empty] | 0 | 0 | 0 | 0 |  | 0 | 0 |  | TRUE | 0 | 0 | 0 | FALSE | +00 | +00 | TRUE | TRUE | FALSE | FALSE | 0 | 0 | TRUE | TRUE | FALSE | FALSE | 0 | 0 | #N/A | #N/A | #N/A | 0 | 0 | 0 | 0 | 0 | 0 | 0 | 0 | #N/A | 100000 | #N/A | 100000 | #N/A | 0 | #N/A | 0 | #N/A | 0.005307 | #N/A | 0.005307 | [22 empty] | 460 | #N/A | #N/A | #N/A | #N/A | #N/A | #N/A | 0 | #VALUE! | 460 | 0 | #N/A | 0 | N/A | 0 | N/A |  | 460 | 0 | #N/A | #N/A | #N/A | #N/A | 0 | 0
[6 empty] | 461 | [27 empty] | 0 | 0 | 0 | 0 |  | 0 | 0 |  | TRUE | 0 | 0 | 0 | FALSE | +00 | +00 | TRUE | TRUE | FALSE | FALSE | 0 | 0 | TRUE | TRUE | FALSE | FALSE | 0 | 0 | #N/A | #N/A | #N/A | 0 | 0 | 0 | 0 | 0 | 0 | 0 | 0 | #N/A | 100000 | #N/A | 100000 | #N/A | 0 | #N/A | 0 | #N/A | 0.005307 | #N/A | 0.005307 | [22 empty] | 461 | #N/A | #N/A | #N/A | #N/A | #N/A | #N/A | 0 | #VALUE! | 461 | 0 | #N/A | 0 | N/A | 0 | N/A |  | 461 | 0 | #N/A | #N/A | #N/A | #N/A | 0 | 0
[6 empty] | 462 | [27 empty] | 0 | 0 | 0 | 0 |  | 0 | 0 |  | TRUE | 0 | 0 | 0 | FALSE | +00 | +00 | TRUE | TRUE | FALSE | FALSE | 0 | 0 | TRUE | TRUE | FALSE | FALSE | 0 | 0 | #N/A | #N/A | #N/A | 0 | 0 | 0 | 0 | 0 | 0 | 0 | 0 | #N/A | 100000 | #N/A | 100000 | #N/A | 0 | #N/A | 0 | #N/A | 0.005307 | #N/A | 0.005307 | [22 empty] | 462 | #N/A | #N/A | #N/A | #N/A | #N/A | #N/A | 0 | #VALUE! | 462 | 0 | #N/A | 0 | N/A | 0 | N/A |  | 462 | 0 | #N/A | #N/A | #N/A | #N/A | 0 | 0
[6 empty] | 463 | [27 empty] | 0 | 0 | 0 | 0 |  | 0 | 0 |  | TRUE | 0 | 0 | 0 | FALSE | +00 | +00 | TRUE | TRUE | FALSE | FALSE | 0 | 0 | TRUE | TRUE | FALSE | FALSE | 0 | 0 | #N/A | #N/A | #N/A | 0 | 0 | 0 | 0 | 0 | 0 | 0 | 0 | #N/A | 100000 | #N/A | 100000 | #N/A | 0 | #N/A | 0 | #N/A | 0.005307 | #N/A | 0.005307 | [22 empty] | 463 | #N/A | #N/A | #N/A | #N/A | #N/A | #N/A | 0 | #VALUE! | 463 | 0 | #N/A | 0 | N/A | 0 | N/A |  | 463 | 0 | #N/A | #N/A | #N/A | #N/A | 0 | 0
[6 empty] | 464 | [27 empty] | 0 | 0 | 0 | 0 |  | 0 | 0 |  | TRUE | 0 | 0 | 0 | FALSE | +00 | +00 | TRUE | TRUE | FALSE | FALSE | 0 | 0 | TRUE | TRUE | FALSE | FALSE | 0 | 0 | #N/A | #N/A | #N/A | 0 | 0 | 0 | 0 | 0 | 0 | 0 | 0 | #N/A | 100000 | #N/A | 100000 | #N/A | 0 | #N/A | 0 | #N/A | 0.005307 | #N/A | 0.005307 | [22 empty] | 464 | #N/A | #N/A | #N/A | #N/A | #N/A | #N/A | 0 | #VALUE! | 464 | 0 | #N/A | 0 | N/A | 0 | N/A |  | 464 | 0 | #N/A | #N/A | #N/A | #N/A | 0 | 0
[6 empty] | 465 | [27 empty] | 0 | 0 | 0 | 0 |  | 0 | 0 |  | TRUE | 0 | 0 | 0 | FALSE | +00 | +00 | TRUE | TRUE | FALSE | FALSE | 0 | 0 | TRUE | TRUE | FALSE | FALSE | 0 | 0 | #N/A | #N/A | #N/A | 0 | 0 | 0 | 0 | 0 | 0 | 0 | 0 | #N/A | 100000 | #N/A | 100000 | #N/A | 0 | #N/A | 0 | #N/A | 0.005307 | #N/A | 0.005307 | [22 empty] | 465 | #N/A | #N/A | #N/A | #N/A | #N/A | #N/A | 0 | #VALUE! | 465 | 0 | #N/A | 0 | N/A | 0 | N/A |  | 465 | 0 | #N/A | #N/A | #N/A | #N/A | 0 | 0
[6 empty] | 466 | [27 empty] | 0 | 0 | 0 | 0 |  | 0 | 0 |  | TRUE | 0 | 0 | 0 | FALSE | +00 | +00 | TRUE | TRUE | FALSE | FALSE | 0 | 0 | TRUE | TRUE | FALSE | FALSE | 0 | 0 | #N/A | #N/A | #N/A | 0 | 0 | 0 | 0 | 0 | 0 | 0 | 0 | #N/A | 100000 | #N/A | 100000 | #N/A | 0 | #N/A | 0 | #N/A | 0.005307 | #N/A | 0.005307 | [22 empty] | 466 | #N/A | #N/A | #N/A | #N/A | #N/A | #N/A | 0 | #VALUE! | 466 | 0 | #N/A | 0 | N/A | 0 | N/A |  | 466 | 0 | #N/A | #N/A | #N/A | #N/A | 0 | 0
[6 empty] | 467 | [27 empty] | 0 | 0 | 0 | 0 |  | 0 | 0 |  | TRUE | 0 | 0 | 0 | FALSE | +00 | +00 | TRUE | TRUE | FALSE | FALSE | 0 | 0 | TRUE | TRUE | FALSE | FALSE | 0 | 0 | #N/A | #N/A | #N/A | 0 | 0 | 0 | 0 | 0 | 0 | 0 | 0 | #N/A | 100000 | #N/A | 100000 | #N/A | 0 | #N/A | 0 | #N/A | 0.005307 | #N/A | 0.005307 | [22 empty] | 467 | #N/A | #N/A | #N/A | #N/A | #N/A | #N/A | 0 | #VALUE! | 467 | 0 | #N/A | 0 | N/A | 0 | N/A |  | 467 | 0 | #N/A | #N/A | #N/A | #N/A | 0 | 0
[6 empty] | 468 | [27 empty] | 0 | 0 | 0 | 0 |  | 0 | 0 |  | TRUE | 0 | 0 | 0 | FALSE | +00 | +00 | TRUE | TRUE | FALSE | FALSE | 0 | 0 | TRUE | TRUE | FALSE | FALSE | 0 | 0 | #N/A | #N/A | #N/A | 0 | 0 | 0 | 0 | 0 | 0 | 0 | 0 | #N/A | 100000 | #N/A | 100000 | #N/A | 0 | #N/A | 0 | #N/A | 0.005307 | #N/A | 0.005307 | [22 empty] | 468 | #N/A | #N/A | #N/A | #N/A | #N/A | #N/A | 0 | #VALUE! | 468 | 0 | #N/A | 0 | N/A | 0 | N/A |  | 468 | 0 | #N/A | #N/A | #N/A | #N/A | 0 | 0
[6 empty] | 469 | [27 empty] | 0 | 0 | 0 | 0 |  | 0 | 0 |  | TRUE | 0 | 0 | 0 | FALSE | +00 | +00 | TRUE | TRUE | FALSE | FALSE | 0 | 0 | TRUE | TRUE | FALSE | FALSE | 0 | 0 | #N/A | #N/A | #N/A | 0 | 0 | 0 | 0 | 0 | 0 | 0 | 0 | #N/A | 100000 | #N/A | 100000 | #N/A | 0 | #N/A | 0 | #N/A | 0.005307 | #N/A | 0.005307 | [22 empty] | 469 | #N/A | #N/A | #N/A | #N/A | #N/A | #N/A | 0 | #VALUE! | 469 | 0 | #N/A | 0 | N/A | 0 | N/A |  | 469 | 0 | #N/A | #N/A | #N/A | #N/A | 0 | 0
[6 empty] | 470 | [27 empty] | 0 | 0 | 0 | 0 |  | 0 | 0 |  | TRUE | 0 | 0 | 0 | FALSE | +00 | +00 | TRUE | TRUE | FALSE | FALSE | 0 | 0 | TRUE | TRUE | FALSE | FALSE | 0 | 0 | #N/A | #N/A | #N/A | 0 | 0 | 0 | 0 | 0 | 0 | 0 | 0 | #N/A | 100000 | #N/A | 100000 | #N/A | 0 | #N/A | 0 | #N/A | 0.005307 | #N/A | 0.005307 | [22 empty] | 470 | #N/A | #N/A | #N/A | #N/A | #N/A | #N/A | 0 | #VALUE! | 470 | 0 | #N/A | 0 | N/A | 0 | N/A |  | 470 | 0 | #N/A | #N/A | #N/A | #N/A | 0 | 0
[6 empty] | 471 | [27 empty] | 0 | 0 | 0 | 0 |  | 0 | 0 |  | TRUE | 0 | 0 | 0 | FALSE | +00 | +00 | TRUE | TRUE | FALSE | FALSE | 0 | 0 | TRUE | TRUE | FALSE | FALSE | 0 | 0 | #N/A | #N/A | #N/A | 0 | 0 | 0 | 0 | 0 | 0 | 0 | 0 | #N/A | 100000 | #N/A | 100000 | #N/A | 0 | #N/A | 0 | #N/A | 0.005307 | #N/A | 0.005307 | [22 empty] | 471 | #N/A | #N/A | #N/A | #N/A | #N/A | #N/A | 0 | #VALUE! | 471 | 0 | #N/A | 0 | N/A | 0 | N/A |  | 471 | 0 | #N/A | #N/A | #N/A | #N/A | 0 | 0
[6 empty] | 472 | [27 empty] | 0 | 0 | 0 | 0 |  | 0 | 0 |  | TRUE | 0 | 0 | 0 | FALSE | +00 | +00 | TRUE | TRUE | FALSE | FALSE | 0 | 0 | TRUE | TRUE | FALSE | FALSE | 0 | 0 | #N/A | #N/A | #N/A | 0 | 0 | 0 | 0 | 0 | 0 | 0 | 0 | #N/A | 100000 | #N/A | 100000 | #N/A | 0 | #N/A | 0 | #N/A | 0.005307 | #N/A | 0.005307 | [22 empty] | 472 | #N/A | #N/A | #N/A | #N/A | #N/A | #N/A | 0 | #VALUE! | 472 | 0 | #N/A | 0 | N/A | 0 | N/A |  | 472 | 0 | #N/A | #N/A | #N/A | #N/A | 0 | 0
[6 empty] | 473 | [27 empty] | 0 | 0 | 0 | 0 |  | 0 | 0 |  | TRUE | 0 | 0 | 0 | FALSE | +00 | +00 | TRUE | TRUE | FALSE | FALSE | 0 | 0 | TRUE | TRUE | FALSE | FALSE | 0 | 0 | #N/A | #N/A | #N/A | 0 | 0 | 0 | 0 | 0 | 0 | 0 | 0 | #N/A | 100000 | #N/A | 100000 | #N/A | 0 | #N/A | 0 | #N/A | 0.005307 | #N/A | 0.005307 | [22 empty] | 473 | #N/A | #N/A | #N/A | #N/A | #N/A | #N/A | 0 | #VALUE! | 473 | 0 | #N/A | 0 | N/A | 0 | N/A |  | 473 | 0 | #N/A | #N/A | #N/A | #N/A | 0 | 0
[6 empty] | 474 | [27 empty] | 0 | 0 | 0 | 0 |  | 0 | 0 |  | TRUE | 0 | 0 | 0 | FALSE | +00 | +00 | TRUE | TRUE | FALSE | FALSE | 0 | 0 | TRUE | TRUE | FALSE | FALSE | 0 | 0 | #N/A | #N/A | #N/A | 0 | 0 | 0 | 0 | 0 | 0 | 0 | 0 | #N/A | 100000 | #N/A | 100000 | #N/A | 0 | #N/A | 0 | #N/A | 0.005307 | #N/A | 0.005307 | [22 empty] | 474 | #N/A | #N/A | #N/A | #N/A | #N/A | #N/A | 0 | #VALUE! | 474 | 0 | #N/A | 0 | N/A | 0 | N/A |  | 474 | 0 | #N/A | #N/A | #N/A | #N/A | 0 | 0
[6 empty] | 475 | [27 empty] | 0 | 0 | 0 | 0 |  | 0 | 0 |  | TRUE | 0 | 0 | 0 | FALSE | +00 | +00 | TRUE | TRUE | FALSE | FALSE | 0 | 0 | TRUE | TRUE | FALSE | FALSE | 0 | 0 | #N/A | #N/A | #N/A | 0 | 0 | 0 | 0 | 0 | 0 | 0 | 0 | #N/A | 100000 | #N/A | 100000 | #N/A | 0 | #N/A | 0 | #N/A | 0.005307 | #N/A | 0.005307 | [22 empty] | 475 | #N/A | #N/A | #N/A | #N/A | #N/A | #N/A | 0 | #VALUE! | 475 | 0 | #N/A | 0 | N/A | 0 | N/A |  | 475 | 0 | #N/A | #N/A | #N/A | #N/A | 0 | 0
[6 empty] | 476 | [27 empty] | 0 | 0 | 0 | 0 |  | 0 | 0 |  | TRUE | 0 | 0 | 0 | FALSE | +00 | +00 | TRUE | TRUE | FALSE | FALSE | 0 | 0 | TRUE | TRUE | FALSE | FALSE | 0 | 0 | #N/A | #N/A | #N/A | 0 | 0 | 0 | 0 | 0 | 0 | 0 | 0 | #N/A | 100000 | #N/A | 100000 | #N/A | 0 | #N/A | 0 | #N/A | 0.005307 | #N/A | 0.005307 | [22 empty] | 476 | #N/A | #N/A | #N/A | #N/A | #N/A | #N/A | 0 | #VALUE! | 476 | 0 | #N/A | 0 | N/A | 0 | N/A |  | 476 | 0 | #N/A | #N/A | #N/A | #N/A | 0 | 0
[6 empty] | 477 | [27 empty] | 0 | 0 | 0 | 0 |  | 0 | 0 |  | TRUE | 0 | 0 | 0 | FALSE | +00 | +00 | TRUE | TRUE | FALSE | FALSE | 0 | 0 | TRUE | TRUE | FALSE | FALSE | 0 | 0 | #N/A | #N/A | #N/A | 0 | 0 | 0 | 0 | 0 | 0 | 0 | 0 | #N/A | 100000 | #N/A | 100000 | #N/A | 0 | #N/A | 0 | #N/A | 0.005307 | #N/A | 0.005307 | [22 empty] | 477 | #N/A | #N/A | #N/A | #N/A | #N/A | #N/A | 0 | #VALUE! | 477 | 0 | #N/A | 0 | N/A | 0 | N/A |  | 477 | 0 | #N/A | #N/A | #N/A | #N/A | 0 | 0
[6 empty] | 478 | [27 empty] | 0 | 0 | 0 | 0 |  | 0 | 0 |  | TRUE | 0 | 0 | 0 | FALSE | +00 | +00 | TRUE | TRUE | FALSE | FALSE | 0 | 0 | TRUE | TRUE | FALSE | FALSE | 0 | 0 | #N/A | #N/A | #N/A | 0 | 0 | 0 | 0 | 0 | 0 | 0 | 0 | #N/A | 100000 | #N/A | 100000 | #N/A | 0 | #N/A | 0 | #N/A | 0.005307 | #N/A | 0.005307 | [22 empty] | 478 | #N/A | #N/A | #N/A | #N/A | #N/A | #N/A | 0 | #VALUE! | 478 | 0 | #N/A | 0 | N/A | 0 | N/A |  | 478 | 0 | #N/A | #N/A | #N/A | #N/A | 0 | 0
[6 empty] | 479 | [27 empty] | 0 | 0 | 0 | 0 |  | 0 | 0 |  | TRUE | 0 | 0 | 0 | FALSE | +00 | +00 | TRUE | TRUE | FALSE | FALSE | 0 | 0 | TRUE | TRUE | FALSE | FALSE | 0 | 0 | #N/A | #N/A | #N/A | 0 | 0 | 0 | 0 | 0 | 0 | 0 | 0 | #N/A | 100000 | #N/A | 100000 | #N/A | 0 | #N/A | 0 | #N/A | 0.005307 | #N/A | 0.005307 | [22 empty] | 479 | #N/A | #N/A | #N/A | #N/A | #N/A | #N/A | 0 | #VALUE! | 479 | 0 | #N/A | 0 | N/A | 0 | N/A |  | 479 | 0 | #N/A | #N/A | #N/A | #N/A | 0 | 0
[6 empty] | 480 | [27 empty] | 0 | 0 | 0 | 0 |  | 0 | 0 |  | TRUE | 0 | 0 | 0 | FALSE | +00 | +00 | TRUE | TRUE | FALSE | FALSE | 0 | 0 | TRUE | TRUE | FALSE | FALSE | 0 | 0 | #N/A | #N/A | #N/A | 0 | 0 | 0 | 0 | 0 | 0 | 0 | 0 | #N/A | 100000 | #N/A | 100000 | #N/A | 0 | #N/A | 0 | #N/A | 0.005307 | #N/A | 0.005307 | [22 empty] | 480 | #N/A | #N/A | #N/A | #N/A | #N/A | #N/A | 0 | #VALUE! | 480 | 0 | #N/A | 0 | N/A | 0 | N/A |  | 480 | 0 | #N/A | #N/A | #N/A | #N/A | 0 | 0
[6 empty] | 481 | [27 empty] | 0 | 0 | 0 | 0 |  | 0 | 0 |  | TRUE | 0 | 0 | 0 | FALSE | +00 | +00 | TRUE | TRUE | FALSE | FALSE | 0 | 0 | TRUE | TRUE | FALSE | FALSE | 0 | 0 | #N/A | #N/A | #N/A | 0 | 0 | 0 | 0 | 0 | 0 | 0 | 0 | #N/A | 100000 | #N/A | 100000 | #N/A | 0 | #N/A | 0 | #N/A | 0.005307 | #N/A | 0.005307 | [22 empty] | 481 | #N/A | #N/A | #N/A | #N/A | #N/A | #N/A | 0 | #VALUE! | 481 | 0 | #N/A | 0 | N/A | 0 | N/A |  | 481 | 0 | #N/A | #N/A | #N/A | #N/A | 0 | 0
[6 empty] | 482 | [27 empty] | 0 | 0 | 0 | 0 |  | 0 | 0 |  | TRUE | 0 | 0 | 0 | FALSE | +00 | +00 | TRUE | TRUE | FALSE | FALSE | 0 | 0 | TRUE | TRUE | FALSE | FALSE | 0 | 0 | #N/A | #N/A | #N/A | 0 | 0 | 0 | 0 | 0 | 0 | 0 | 0 | #N/A | 100000 | #N/A | 100000 | #N/A | 0 | #N/A | 0 | #N/A | 0.005307 | #N/A | 0.005307 | [22 empty] | 482 | #N/A | #N/A | #N/A | #N/A | #N/A | #N/A | 0 | #VALUE! | 482 | 0 | #N/A | 0 | N/A | 0 | N/A |  | 482 | 0 | #N/A | #N/A | #N/A | #N/A | 0 | 0
[6 empty] | 483 | [27 empty] | 0 | 0 | 0 | 0 |  | 0 | 0 |  | TRUE | 0 | 0 | 0 | FALSE | +00 | +00 | TRUE | TRUE | FALSE | FALSE | 0 | 0 | TRUE | TRUE | FALSE | FALSE | 0 | 0 | #N/A | #N/A | #N/A | 0 | 0 | 0 | 0 | 0 | 0 | 0 | 0 | #N/A | 100000 | #N/A | 100000 | #N/A | 0 | #N/A | 0 | #N/A | 0.005307 | #N/A | 0.005307 | [22 empty] | 483 | #N/A | #N/A | #N/A | #N/A | #N/A | #N/A | 0 | #VALUE! | 483 | 0 | #N/A | 0 | N/A | 0 | N/A |  | 483 | 0 | #N/A | #N/A | #N/A | #N/A | 0 | 0
[6 empty] | 484 | [27 empty] | 0 | 0 | 0 | 0 |  | 0 | 0 |  | TRUE | 0 | 0 | 0 | FALSE | +00 | +00 | TRUE | TRUE | FALSE | FALSE | 0 | 0 | TRUE | TRUE | FALSE | FALSE | 0 | 0 | #N/A | #N/A | #N/A | 0 | 0 | 0 | 0 | 0 | 0 | 0 | 0 | #N/A | 100000 | #N/A | 100000 | #N/A | 0 | #N/A | 0 | #N/A | 0.005307 | #N/A | 0.005307 | [22 empty] | 484 | #N/A | #N/A | #N/A | #N/A | #N/A | #N/A | 0 | #VALUE! | 484 | 0 | #N/A | 0 | N/A | 0 | N/A |  | 484 | 0 | #N/A | #N/A | #N/A | #N/A | 0 | 0
[6 empty] | 485 | [27 empty] | 0 | 0 | 0 | 0 |  | 0 | 0 |  | TRUE | 0 | 0 | 0 | FALSE | +00 | +00 | TRUE | TRUE | FALSE | FALSE | 0 | 0 | TRUE | TRUE | FALSE | FALSE | 0 | 0 | #N/A | #N/A | #N/A | 0 | 0 | 0 | 0 | 0 | 0 | 0 | 0 | #N/A | 100000 | #N/A | 100000 | #N/A | 0 | #N/A | 0 | #N/A | 0.005307 | #N/A | 0.005307 | [22 empty] | 485 | #N/A | #N/A | #N/A | #N/A | #N/A | #N/A | 0 | #VALUE! | 485 | 0 | #N/A | 0 | N/A | 0 | N/A |  | 485 | 0 | #N/A | #N/A | #N/A | #N/A | 0 | 0
[6 empty] | 486 | [27 empty] | 0 | 0 | 0 | 0 |  | 0 | 0 |  | TRUE | 0 | 0 | 0 | FALSE | +00 | +00 | TRUE | TRUE | FALSE | FALSE | 0 | 0 | TRUE | TRUE | FALSE | FALSE | 0 | 0 | #N/A | #N/A | #N/A | 0 | 0 | 0 | 0 | 0 | 0 | 0 | 0 | #N/A | 100000 | #N/A | 100000 | #N/A | 0 | #N/A | 0 | #N/A | 0.005307 | #N/A | 0.005307 | [22 empty] | 486 | #N/A | #N/A | #N/A | #N/A | #N/A | #N/A | 0 | #VALUE! | 486 | 0 | #N/A | 0 | N/A | 0 | N/A |  | 486 | 0 | #N/A | #N/A | #N/A | #N/A | 0 | 0
[6 empty] | 487 | [27 empty] | 0 | 0 | 0 | 0 |  | 0 | 0 |  | TRUE | 0 | 0 | 0 | FALSE | +00 | +00 | TRUE | TRUE | FALSE | FALSE | 0 | 0 | TRUE | TRUE | FALSE | FALSE | 0 | 0 | #N/A | #N/A | #N/A | 0 | 0 | 0 | 0 | 0 | 0 | 0 | 0 | #N/A | 100000 | #N/A | 100000 | #N/A | 0 | #N/A | 0 | #N/A | 0.005307 | #N/A | 0.005307 | [22 empty] | 487 | #N/A | #N/A | #N/A | #N/A | #N/A | #N/A | 0 | #VALUE! | 487 | 0 | #N/A | 0 | N/A | 0 | N/A |  | 487 | 0 | #N/A | #N/A | #N/A | #N/A | 0 | 0
[6 empty] | 488 | [27 empty] | 0 | 0 | 0 | 0 |  | 0 | 0 |  | TRUE | 0 | 0 | 0 | FALSE | +00 | +00 | TRUE | TRUE | FALSE | FALSE | 0 | 0 | TRUE | TRUE | FALSE | FALSE | 0 | 0 | #N/A | #N/A | #N/A | 0 | 0 | 0 | 0 | 0 | 0 | 0 | 0 | #N/A | 100000 | #N/A | 100000 | #N/A | 0 | #N/A | 0 | #N/A | 0.005307 | #N/A | 0.005307 | [22 empty] | 488 | #N/A | #N/A | #N/A | #N/A | #N/A | #N/A | 0 | #VALUE! | 488 | 0 | #N/A | 0 | N/A | 0 | N/A |  | 488 | 0 | #N/A | #N/A | #N/A | #N/A | 0 | 0
[6 empty] | 489 | [27 empty] | 0 | 0 | 0 | 0 |  | 0 | 0 |  | TRUE | 0 | 0 | 0 | FALSE | +00 | +00 | TRUE | TRUE | FALSE | FALSE | 0 | 0 | TRUE | TRUE | FALSE | FALSE | 0 | 0 | #N/A | #N/A | #N/A | 0 | 0 | 0 | 0 | 0 | 0 | 0 | 0 | #N/A | 100000 | #N/A | 100000 | #N/A | 0 | #N/A | 0 | #N/A | 0.005307 | #N/A | 0.005307 | [22 empty] | 489 | #N/A | #N/A | #N/A | #N/A | #N/A | #N/A | 0 | #VALUE! | 489 | 0 | #N/A | 0 | N/A | 0 | N/A |  | 489 | 0 | #N/A | #N/A | #N/A | #N/A | 0 | 0
[6 empty] | 490 | [27 empty] | 0 | 0 | 0 | 0 |  | 0 | 0 |  | TRUE | 0 | 0 | 0 | FALSE | +00 | +00 | TRUE | TRUE | FALSE | FALSE | 0 | 0 | TRUE | TRUE | FALSE | FALSE | 0 | 0 | #N/A | #N/A | #N/A | 0 | 0 | 0 | 0 | 0 | 0 | 0 | 0 | #N/A | 100000 | #N/A | 100000 | #N/A | 0 | #N/A | 0 | #N/A | 0.005307 | #N/A | 0.005307 | [22 empty] | 490 | #N/A | #N/A | #N/A | #N/A | #N/A | #N/A | 0 | #VALUE! | 490 | 0 | #N/A | 0 | N/A | 0 | N/A |  | 490 | 0 | #N/A | #N/A | #N/A | #N/A | 0 | 0
[6 empty] | 491 | [27 empty] | 0 | 0 | 0 | 0 |  | 0 | 0 |  | TRUE | 0 | 0 | 0 | FALSE | +00 | +00 | TRUE | TRUE | FALSE | FALSE | 0 | 0 | TRUE | TRUE | FALSE | FALSE | 0 | 0 | #N/A | #N/A | #N/A | 0 | 0 | 0 | 0 | 0 | 0 | 0 | 0 | #N/A | 100000 | #N/A | 100000 | #N/A | 0 | #N/A | 0 | #N/A | 0.005307 | #N/A | 0.005307 | [22 empty] | 491 | #N/A | #N/A | #N/A | #N/A | #N/A | #N/A | 0 | #VALUE! | 491 | 0 | #N/A | 0 | N/A | 0 | N/A |  | 491 | 0 | #N/A | #N/A | #N/A | #N/A | 0 | 0
[6 empty] | 492 | [27 empty] | 0 | 0 | 0 | 0 |  | 0 | 0 |  | TRUE | 0 | 0 | 0 | FALSE | +00 | +00 | TRUE | TRUE | FALSE | FALSE | 0 | 0 | TRUE | TRUE | FALSE | FALSE | 0 | 0 | #N/A | #N/A | #N/A | 0 | 0 | 0 | 0 | 0 | 0 | 0 | 0 | #N/A | 100000 | #N/A | 100000 | #N/A | 0 | #N/A | 0 | #N/A | 0.005307 | #N/A | 0.005307 | [22 empty] | 492 | #N/A | #N/A | #N/A | #N/A | #N/A | #N/A | 0 | #VALUE! | 492 | 0 | #N/A | 0 | N/A | 0 | N/A |  | 492 | 0 | #N/A | #N/A | #N/A | #N/A | 0 | 0
[6 empty] | 493 | [27 empty] | 0 | 0 | 0 | 0 |  | 0 | 0 |  | TRUE | 0 | 0 | 0 | FALSE | +00 | +00 | TRUE | TRUE | FALSE | FALSE | 0 | 0 | TRUE | TRUE | FALSE | FALSE | 0 | 0 | #N/A | #N/A | #N/A | 0 | 0 | 0 | 0 | 0 | 0 | 0 | 0 | #N/A | 100000 | #N/A | 100000 | #N/A | 0 | #N/A | 0 | #N/A | 0.005307 | #N/A | 0.005307 | [22 empty] | 493 | #N/A | #N/A | #N/A | #N/A | #N/A | #N/A | 0 | #VALUE! | 493 | 0 | #N/A | 0 | N/A | 0 | N/A |  | 493 | 0 | #N/A | #N/A | #N/A | #N/A | 0 | 0
[6 empty] | 494 | [27 empty] | 0 | 0 | 0 | 0 |  | 0 | 0 |  | TRUE | 0 | 0 | 0 | FALSE | +00 | +00 | TRUE | TRUE | FALSE | FALSE | 0 | 0 | TRUE | TRUE | FALSE | FALSE | 0 | 0 | #N/A | #N/A | #N/A | 0 | 0 | 0 | 0 | 0 | 0 | 0 | 0 | #N/A | 100000 | #N/A | 100000 | #N/A | 0 | #N/A | 0 | #N/A | 0.005307 | #N/A | 0.005307 | [22 empty] | 494 | #N/A | #N/A | #N/A | #N/A | #N/A | #N/A | 0 | #VALUE! | 494 | 0 | #N/A | 0 | N/A | 0 | N/A |  | 494 | 0 | #N/A | #N/A | #N/A | #N/A | 0 | 0
[6 empty] | 495 | [27 empty] | 0 | 0 | 0 | 0 |  | 0 | 0 |  | TRUE | 0 | 0 | 0 | FALSE | +00 | +00 | TRUE | TRUE | FALSE | FALSE | 0 | 0 | TRUE | TRUE | FALSE | FALSE | 0 | 0 | #N/A | #N/A | #N/A | 0 | 0 | 0 | 0 | 0 | 0 | 0 | 0 | #N/A | 100000 | #N/A | 100000 | #N/A | 0 | #N/A | 0 | #N/A | 0.005307 | #N/A | 0.005307 | [22 empty] | 495 | #N/A | #N/A | #N/A | #N/A | #N/A | #N/A | 0 | #VALUE! | 495 | 0 | #N/A | 0 | N/A | 0 | N/A |  | 495 | 0 | #N/A | #N/A | #N/A | #N/A | 0 | 0
[6 empty] | 496 | [27 empty] | 0 | 0 | 0 | 0 |  | 0 | 0 |  | TRUE | 0 | 0 | 0 | FALSE | +00 | +00 | TRUE | TRUE | FALSE | FALSE | 0 | 0 | TRUE | TRUE | FALSE | FALSE | 0 | 0 | #N/A | #N/A | #N/A | 0 | 0 | 0 | 0 | 0 | 0 | 0 | 0 | #N/A | 100000 | #N/A | 100000 | #N/A | 0 | #N/A | 0 | #N/A | 0.005307 | #N/A | 0.005307 | [22 empty] | 496 | #N/A | #N/A | #N/A | #N/A | #N/A | #N/A | 0 | #VALUE! | 496 | 0 | #N/A | 0 | N/A | 0 | N/A |  | 496 | 0 | #N/A | #N/A | #N/A | #N/A | 0 | 0
[6 empty] | 497 | [27 empty] | 0 | 0 | 0 | 0 |  | 0 | 0 |  | TRUE | 0 | 0 | 0 | FALSE | +00 | +00 | TRUE | TRUE | FALSE | FALSE | 0 | 0 | TRUE | TRUE | FALSE | FALSE | 0 | 0 | #N/A | #N/A | #N/A | 0 | 0 | 0 | 0 | 0 | 0 | 0 | 0 | #N/A | 100000 | #N/A | 100000 | #N/A | 0 | #N/A | 0 | #N/A | 0.005307 | #N/A | 0.005307 | [22 empty] | 497 | #N/A | #N/A | #N/A | #N/A | #N/A | #N/A | 0 | #VALUE! | 497 | 0 | #N/A | 0 | N/A | 0 | N/A |  | 497 | 0 | #N/A | #N/A | #N/A | #N/A | 0 | 0
[6 empty] | 498 | [27 empty] | 0 | 0 | 0 | 0 |  | 0 | 0 |  | TRUE | 0 | 0 | 0 | FALSE | +00 | +00 | TRUE | TRUE | FALSE | FALSE | 0 | 0 | TRUE | TRUE | FALSE | FALSE | 0 | 0 | #N/A | #N/A | #N/A | 0 | 0 | 0 | 0 | 0 | 0 | 0 | 0 | #N/A | 100000 | #N/A | 100000 | #N/A | 0 | #N/A | 0 | #N/A | 0.005307 | #N/A | 0.005307 | [22 empty] | 498 | #N/A | #N/A | #N/A | #N/A | #N/A | #N/A | 0 | #VALUE! | 498 | 0 | #N/A | 0 | N/A | 0 | N/A |  | 498 | 0 | #N/A | #N/A | #N/A | #N/A | 0 | 0
[6 empty] | 499 | [27 empty] | 0 | 0 | 0 | 0 |  | 0 | 0 |  | TRUE | 0 | 0 | 0 | FALSE | +00 | +00 | TRUE | TRUE | FALSE | FALSE | 0 | 0 | TRUE | TRUE | FALSE | FALSE | 0 | 0 | #N/A | #N/A | #N/A | 0 | 0 | 0 | 0 | 0 | 0 | 0 | 0 | #N/A | 100000 | #N/A | 100000 | #N/A | 0 | #N/A | 0 | #N/A | 0.005307 | #N/A | 0.005307 | [22 empty] | 499 | #N/A | #N/A | #N/A | #N/A | #N/A | #N/A | 0 | #VALUE! | 499 | 0 | #N/A | 0 | N/A | 0 | N/A |  | 499 | 0 | #N/A | #N/A | #N/A | #N/A | 0 | 0
[6 empty] | 500 | [27 empty] | 0 | 0 | 0 | 0 |  | 0 | 0 |  | TRUE | 0 | 0 | 0 | FALSE | +00 | +00 | TRUE | TRUE | FALSE | FALSE | 0 | 0 | TRUE | TRUE | FALSE | FALSE | 0 | 0 | #N/A | #N/A | #N/A | 0 | 0 | 0 | 0 | 0 | 0 | 0 | 0 | #N/A | 100000 | #N/A | 100000 | #N/A | 0 | #N/A | 0 | #N/A | 0.005307 | #N/A | 0.005307 | [22 empty] | 500 | #N/A | #N/A | #N/A | #N/A | #N/A | #N/A | 0 | #VALUE! | 500 | 0 | #N/A | 0 | N/A | 0 | N/A |  | 500 | 0 | #N/A | #N/A | #N/A | #N/A | 0 | 0
[6 empty] | 501 | [27 empty] | 0 | 0 | 0 | 0 |  | 0 | 0 |  | TRUE | 0 | 0 | 0 | FALSE | +00 | +00 | TRUE | TRUE | FALSE | FALSE | 0 | 0 | TRUE | TRUE | FALSE | FALSE | 0 | 0 | #N/A | #N/A | #N/A | 0 | 0 | 0 | 0 | 0 | 0 | 0 | 0 | #N/A | 100000 | #N/A | 100000 | #N/A | 0 | #N/A | 0 | #N/A | 0.005307 | #N/A | 0.005307 | [22 empty] | 501 | #N/A | #N/A | #N/A | #N/A | #N/A | #N/A | 0 | #VALUE! | 501 | 0 | #N/A | 0 | N/A | 0 | N/A |  | 501 | 0 | #N/A | #N/A | #N/A | #N/A | 0 | 0
[6 empty] | 502 | [27 empty] | 0 | 0 | 0 | 0 |  | 0 | 0 |  | TRUE | 0 | 0 | 0 | FALSE | +00 | +00 | TRUE | TRUE | FALSE | FALSE | 0 | 0 | TRUE | TRUE | FALSE | FALSE | 0 | 0 | #N/A | #N/A | #N/A | 0 | 0 | 0 | 0 | 0 | 0 | 0 | 0 | #N/A | 100000 | #N/A | 100000 | #N/A | 0 | #N/A | 0 | #N/A | 0.005307 | #N/A | 0.005307 | [22 empty] | 502 | #N/A | #N/A | #N/A | #N/A | #N/A | #N/A | 0 | #VALUE! | 502 | 0 | #N/A | 0 | N/A | 0 | N/A |  | 502 | 0 | #N/A | #N/A | #N/A | #N/A | 0 | 0
[6 empty] | 503 | [27 empty] | 0 | 0 | 0 | 0 |  | 0 | 0 |  | TRUE | 0 | 0 | 0 | FALSE | +00 | +00 | TRUE | TRUE | FALSE | FALSE | 0 | 0 | TRUE | TRUE | FALSE | FALSE | 0 | 0 | #N/A | #N/A | #N/A | 0 | 0 | 0 | 0 | 0 | 0 | 0 | 0 | #N/A | 100000 | #N/A | 100000 | #N/A | 0 | #N/A | 0 | #N/A | 0.005307 | #N/A | 0.005307 | [22 empty] | 503 | #N/A | #N/A | #N/A | #N/A | #N/A | #N/A | 0 | #VALUE! | 503 | 0 | #N/A | 0 | N/A | 0 | N/A |  | 503 | 0 | #N/A | #N/A | #N/A | #N/A | 0 | 0
[6 empty] | 504 | [27 empty] | 0 | 0 | 0 | 0 |  | 0 | 0 |  | TRUE | 0 | 0 | 0 | FALSE | +00 | +00 | TRUE | TRUE | FALSE | FALSE | 0 | 0 | TRUE | TRUE | FALSE | FALSE | 0 | 0 | #N/A | #N/A | #N/A | 0 | 0 | 0 | 0 | 0 | 0 | 0 | 0 | #N/A | 100000 | #N/A | 100000 | #N/A | 0 | #N/A | 0 | #N/A | 0.005307 | #N/A | 0.005307 | [22 empty] | 504 | #N/A | #N/A | #N/A | #N/A | #N/A | #N/A | 0 | #VALUE! | 504 | 0 | #N/A | 0 | N/A | 0 | N/A |  | 504 | 0 | #N/A | #N/A | #N/A | #N/A | 0 | 0
[6 empty] | 505 | [27 empty] | 0 | 0 | 0 | 0 |  | 0 | 0 |  | TRUE | 0 | 0 | 0 | FALSE | +00 | +00 | TRUE | TRUE | FALSE | FALSE | 0 | 0 | TRUE | TRUE | FALSE | FALSE | 0 | 0 | #N/A | #N/A | #N/A | 0 | 0 | 0 | 0 | 0 | 0 | 0 | 0 | #N/A | 100000 | #N/A | 100000 | #N/A | 0 | #N/A | 0 | #N/A | 0.005307 | #N/A | 0.005307 | [22 empty] | 505 | #N/A | #N/A | #N/A | #N/A | #N/A | #N/A | 0 | #VALUE! | 505 | 0 | #N/A | 0 | N/A | 0 | N/A |  | 505 | 0 | #N/A | #N/A | #N/A | #N/A | 0 | 0
[6 empty] | 506 | [27 empty] | 0 | 0 | 0 | 0 |  | 0 | 0 |  | TRUE | 0 | 0 | 0 | FALSE | +00 | +00 | TRUE | TRUE | FALSE | FALSE | 0 | 0 | TRUE | TRUE | FALSE | FALSE | 0 | 0 | #N/A | #N/A | #N/A | 0 | 0 | 0 | 0 | 0 | 0 | 0 | 0 | #N/A | 100000 | #N/A | 100000 | #N/A | 0 | #N/A | 0 | #N/A | 0.005307 | #N/A | 0.005307 | [22 empty] | 506 | #N/A | #N/A | #N/A | #N/A | #N/A | #N/A | 0 | #VALUE! | 506 | 0 | #N/A | 0 | N/A | 0 | N/A |  | 506 | 0 | #N/A | #N/A | #N/A | #N/A | 0 | 0
[6 empty] | 507 | [27 empty] | 0 | 0 | 0 | 0 |  | 0 | 0 |  | TRUE | 0 | 0 | 0 | FALSE | +00 | +00 | TRUE | TRUE | FALSE | FALSE | 0 | 0 | TRUE | TRUE | FALSE | FALSE | 0 | 0 | #N/A | #N/A | #N/A | 0 | 0 | 0 | 0 | 0 | 0 | 0 | 0 | #N/A | 100000 | #N/A | 100000 | #N/A | 0 | #N/A | 0 | #N/A | 0.005307 | #N/A | 0.005307 | [22 empty] | 507 | #N/A | #N/A | #N/A | #N/A | #N/A | #N/A | 0 | #VALUE! | 507 | 0 | #N/A | 0 | N/A | 0 | N/A |  | 507 | 0 | #N/A | #N/A | #N/A | #N/A | 0 | 0
[6 empty] | 508 | [27 empty] | 0 | 0 | 0 | 0 |  | 0 | 0 |  | TRUE | 0 | 0 | 0 | FALSE | +00 | +00 | TRUE | TRUE | FALSE | FALSE | 0 | 0 | TRUE | TRUE | FALSE | FALSE | 0 | 0 | #N/A | #N/A | #N/A | 0 | 0 | 0 | 0 | 0 | 0 | 0 | 0 | #N/A | 100000 | #N/A | 100000 | #N/A | 0 | #N/A | 0 | #N/A | 0.005307 | #N/A | 0.005307 | [22 empty] | 508 | #N/A | #N/A | #N/A | #N/A | #N/A | #N/A | 0 | #VALUE! | 508 | 0 | #N/A | 0 | N/A | 0 | N/A |  | 508 | 0 | #N/A | #N/A | #N/A | #N/A | 0 | 0
[6 empty] | 509 | [27 empty] | 0 | 0 | 0 | 0 |  | 0 | 0 |  | TRUE | 0 | 0 | 0 | FALSE | +00 | +00 | TRUE | TRUE | FALSE | FALSE | 0 | 0 | TRUE | TRUE | FALSE | FALSE | 0 | 0 | #N/A | #N/A | #N/A | 0 | 0 | 0 | 0 | 0 | 0 | 0 | 0 | #N/A | 100000 | #N/A | 100000 | #N/A | 0 | #N/A | 0 | #N/A | 0.005307 | #N/A | 0.005307 | [22 empty] | 509 | #N/A | #N/A | #N/A | #N/A | #N/A | #N/A | 0 | #VALUE! | 509 | 0 | #N/A | 0 | N/A | 0 | N/A |  | 509 | 0 | #N/A | #N/A | #N/A | #N/A | 0 | 0
[6 empty] | 510 | [27 empty] | 0 | 0 | 0 | 0 |  | 0 | 0 |  | TRUE | 0 | 0 | 0 | FALSE | +00 | +00 | TRUE | TRUE | FALSE | FALSE | 0 | 0 | TRUE | TRUE | FALSE | FALSE | 0 | 0 | #N/A | #N/A | #N/A | 0 | 0 | 0 | 0 | 0 | 0 | 0 | 0 | #N/A | 100000 | #N/A | 100000 | #N/A | 0 | #N/A | 0 | #N/A | 0.005307 | #N/A | 0.005307 | [22 empty] | 510 | #N/A | #N/A | #N/A | #N/A | #N/A | #N/A | 0 | #VALUE! | 510 | 0 | #N/A | 0 | N/A | 0 | N/A |  | 510 | 0 | #N/A | #N/A | #N/A | #N/A | 0 | 0
[6 empty] | 511 | [27 empty] | 0 | 0 | 0 | 0 |  | 0 | 0 |  | TRUE | 0 | 0 | 0 | FALSE | +00 | +00 | TRUE | TRUE | FALSE | FALSE | 0 | 0 | TRUE | TRUE | FALSE | FALSE | 0 | 0 | #N/A | #N/A | #N/A | 0 | 0 | 0 | 0 | 0 | 0 | 0 | 0 | #N/A | 100000 | #N/A | 100000 | #N/A | 0 | #N/A | 0 | #N/A | 0.005307 | #N/A | 0.005307 | [22 empty] | 511 | #N/A | #N/A | #N/A | #N/A | #N/A | #N/A | 0 | #VALUE! | 511 | 0 | #N/A | 0 | N/A | 0 | N/A |  | 511 | 0 | #N/A | #N/A | #N/A | #N/A | 0 | 0
[6 empty] | 512 | [27 empty] | 0 | 0 | 0 | 0 |  | 0 | 0 |  | TRUE | 0 | 0 | 0 | FALSE | +00 | +00 | TRUE | TRUE | FALSE | FALSE | 0 | 0 | TRUE | TRUE | FALSE | FALSE | 0 | 0 | #N/A | #N/A | #N/A | 0 | 0 | 0 | 0 | 0 | 0 | 0 | 0 | #N/A | 100000 | #N/A | 100000 | #N/A | 0 | #N/A | 0 | #N/A | 0.005307 | #N/A | 0.005307 | [22 empty] | 512 | #N/A | #N/A | #N/A | #N/A | #N/A | #N/A | 0 | #VALUE! | 512 | 0 | #N/A | 0 | N/A | 0 | N/A |  | 512 | 0 | #N/A | #N/A | #N/A | #N/A | 0 | 0
[6 empty] | 513 | [27 empty] | 0 | 0 | 0 | 0 |  | 0 | 0 |  | TRUE | 0 | 0 | 0 | FALSE | +00 | +00 | TRUE | TRUE | FALSE | FALSE | 0 | 0 | TRUE | TRUE | FALSE | FALSE | 0 | 0 | #N/A | #N/A | #N/A | 0 | 0 | 0 | 0 | 0 | 0 | 0 | 0 | #N/A | 100000 | #N/A | 100000 | #N/A | 0 | #N/A | 0 | #N/A | 0.005307 | #N/A | 0.005307 | [22 empty] | 513 | #N/A | #N/A | #N/A | #N/A | #N/A | #N/A | 0 | #VALUE! | 513 | 0 | #N/A | 0 | N/A | 0 | N/A |  | 513 | 0 | #N/A | #N/A | #N/A | #N/A | 0 | 0
[6 empty] | 514 | [27 empty] | 0 | 0 | 0 | 0 |  | 0 | 0 |  | TRUE | 0 | 0 | 0 | FALSE | +00 | +00 | TRUE | TRUE | FALSE | FALSE | 0 | 0 | TRUE | TRUE | FALSE | FALSE | 0 | 0 | #N/A | #N/A | #N/A | 0 | 0 | 0 | 0 | 0 | 0 | 0 | 0 | #N/A | 100000 | #N/A | 100000 | #N/A | 0 | #N/A | 0 | #N/A | 0.005307 | #N/A | 0.005307 | [22 empty] | 514 | #N/A | #N/A | #N/A | #N/A | #N/A | #N/A | 0 | #VALUE! | 514 | 0 | #N/A | 0 | N/A | 0 | N/A |  | 514 | 0 | #N/A | #N/A | #N/A | #N/A | 0 | 0
[6 empty] | 515 | [27 empty] | 0 | 0 | 0 | 0 |  | 0 | 0 |  | TRUE | 0 | 0 | 0 | FALSE | +00 | +00 | TRUE | TRUE | FALSE | FALSE | 0 | 0 | TRUE | TRUE | FALSE | FALSE | 0 | 0 | #N/A | #N/A | #N/A | 0 | 0 | 0 | 0 | 0 | 0 | 0 | 0 | #N/A | 100000 | #N/A | 100000 | #N/A | 0 | #N/A | 0 | #N/A | 0.005307 | #N/A | 0.005307 | [22 empty] | 515 | #N/A | #N/A | #N/A | #N/A | #N/A | #N/A | 0 | #VALUE! | 515 | 0 | #N/A | 0 | N/A | 0 | N/A |  | 515 | 0 | #N/A | #N/A | #N/A | #N/A | 0 | 0
[6 empty] | 516 | [27 empty] | 0 | 0 | 0 | 0 |  | 0 | 0 |  | TRUE | 0 | 0 | 0 | FALSE | +00 | +00 | TRUE | TRUE | FALSE | FALSE | 0 | 0 | TRUE | TRUE | FALSE | FALSE | 0 | 0 | #N/A | #N/A | #N/A | 0 | 0 | 0 | 0 | 0 | 0 | 0 | 0 | #N/A | 100000 | #N/A | 100000 | #N/A | 0 | #N/A | 0 | #N/A | 0.005307 | #N/A | 0.005307 | [22 empty] | 516 | #N/A | #N/A | #N/A | #N/A | #N/A | #N/A | 0 | #VALUE! | 516 | 0 | #N/A | 0 | N/A | 0 | N/A |  | 516 | 0 | #N/A | #N/A | #N/A | #N/A | 0 | 0
[6 empty] | 517 | [27 empty] | 0 | 0 | 0 | 0 |  | 0 | 0 |  | TRUE | 0 | 0 | 0 | FALSE | +00 | +00 | TRUE | TRUE | FALSE | FALSE | 0 | 0 | TRUE | TRUE | FALSE | FALSE | 0 | 0 | #N/A | #N/A | #N/A | 0 | 0 | 0 | 0 | 0 | 0 | 0 | 0 | #N/A | 100000 | #N/A | 100000 | #N/A | 0 | #N/A | 0 | #N/A | 0.005307 | #N/A | 0.005307 | [22 empty] | 517 | #N/A | #N/A | #N/A | #N/A | #N/A | #N/A | 0 | #VALUE! | 517 | 0 | #N/A | 0 | N/A | 0 | N/A |  | 517 | 0 | #N/A | #N/A | #N/A | #N/A | 0 | 0
[6 empty] | 518 | [27 empty] | 0 | 0 | 0 | 0 |  | 0 | 0 |  | TRUE | 0 | 0 | 0 | FALSE | +00 | +00 | TRUE | TRUE | FALSE | FALSE | 0 | 0 | TRUE | TRUE | FALSE | FALSE | 0 | 0 | #N/A | #N/A | #N/A | 0 | 0 | 0 | 0 | 0 | 0 | 0 | 0 | #N/A | 100000 | #N/A | 100000 | #N/A | 0 | #N/A | 0 | #N/A | 0.005307 | #N/A | 0.005307 | [22 empty] | 518 | #N/A | #N/A | #N/A | #N/A | #N/A | #N/A | 0 | #VALUE! | 518 | 0 | #N/A | 0 | N/A | 0 | N/A |  | 518 | 0 | #N/A | #N/A | #N/A | #N/A | 0 | 0
[6 empty] | 519 | [27 empty] | 0 | 0 | 0 | 0 |  | 0 | 0 |  | TRUE | 0 | 0 | 0 | FALSE | +00 | +00 | TRUE | TRUE | FALSE | FALSE | 0 | 0 | TRUE | TRUE | FALSE | FALSE | 0 | 0 | #N/A | #N/A | #N/A | 0 | 0 | 0 | 0 | 0 | 0 | 0 | 0 | #N/A | 100000 | #N/A | 100000 | #N/A | 0 | #N/A | 0 | #N/A | 0.005307 | #N/A | 0.005307 | [22 empty] | 519 | #N/A | #N/A | #N/A | #N/A | #N/A | #N/A | 0 | #VALUE! | 519 | 0 | #N/A | 0 | N/A | 0 | N/A |  | 519 | 0 | #N/A | #N/A | #N/A | #N/A | 0 | 0
[6 empty] | 520 | [27 empty] | 0 | 0 | 0 | 0 |  | 0 | 0 |  | TRUE | 0 | 0 | 0 | FALSE | +00 | +00 | TRUE | TRUE | FALSE | FALSE | 0 | 0 | TRUE | TRUE | FALSE | FALSE | 0 | 0 | #N/A | #N/A | #N/A | 0 | 0 | 0 | 0 | 0 | 0 | 0 | 0 | #N/A | 100000 | #N/A | 100000 | #N/A | 0 | #N/A | 0 | #N/A | 0.005307 | #N/A | 0.005307 | [22 empty] | 520 | #N/A | #N/A | #N/A | #N/A | #N/A | #N/A | 0 | #VALUE! | 520 | 0 | #N/A | 0 | N/A | 0 | N/A |  | 520 | 0 | #N/A | #N/A | #N/A | #N/A | 0 | 0
[6 empty] | 521 | [27 empty] | 0 | 0 | 0 | 0 |  | 0 | 0 |  | TRUE | 0 | 0 | 0 | FALSE | +00 | +00 | TRUE | TRUE | FALSE | FALSE | 0 | 0 | TRUE | TRUE | FALSE | FALSE | 0 | 0 | #N/A | #N/A | #N/A | 0 | 0 | 0 | 0 | 0 | 0 | 0 | 0 | #N/A | 100000 | #N/A | 100000 | #N/A | 0 | #N/A | 0 | #N/A | 0.005307 | #N/A | 0.005307 | [22 empty] | 521 | #N/A | #N/A | #N/A | #N/A | #N/A | #N/A | 0 | #VALUE! | 521 | 0 | #N/A | 0 | N/A | 0 | N/A |  | 521 | 0 | #N/A | #N/A | #N/A | #N/A | 0 | 0
[6 empty] | 522 | [27 empty] | 0 | 0 | 0 | 0 |  | 0 | 0 |  | TRUE | 0 | 0 | 0 | FALSE | +00 | +00 | TRUE | TRUE | FALSE | FALSE | 0 | 0 | TRUE | TRUE | FALSE | FALSE | 0 | 0 | #N/A | #N/A | #N/A | 0 | 0 | 0 | 0 | 0 | 0 | 0 | 0 | #N/A | 100000 | #N/A | 100000 | #N/A | 0 | #N/A | 0 | #N/A | 0.005307 | #N/A | 0.005307 | [22 empty] | 522 | #N/A | #N/A | #N/A | #N/A | #N/A | #N/A | 0 | #VALUE! | 522 | 0 | #N/A | 0 | N/A | 0 | N/A |  | 522 | 0 | #N/A | #N/A | #N/A | #N/A | 0 | 0
[6 empty] | 523 | [27 empty] | 0 | 0 | 0 | 0 |  | 0 | 0 |  | TRUE | 0 | 0 | 0 | FALSE | +00 | +00 | TRUE | TRUE | FALSE | FALSE | 0 | 0 | TRUE | TRUE | FALSE | FALSE | 0 | 0 | #N/A | #N/A | #N/A | 0 | 0 | 0 | 0 | 0 | 0 | 0 | 0 | #N/A | 100000 | #N/A | 100000 | #N/A | 0 | #N/A | 0 | #N/A | 0.005307 | #N/A | 0.005307 | [22 empty] | 523 | #N/A | #N/A | #N/A | #N/A | #N/A | #N/A | 0 | #VALUE! | 523 | 0 | #N/A | 0 | N/A | 0 | N/A |  | 523 | 0 | #N/A | #N/A | #N/A | #N/A | 0 | 0
[6 empty] | 524 | [27 empty] | 0 | 0 | 0 | 0 |  | 0 | 0 |  | TRUE | 0 | 0 | 0 | FALSE | +00 | +00 | TRUE | TRUE | FALSE | FALSE | 0 | 0 | TRUE | TRUE | FALSE | FALSE | 0 | 0 | #N/A | #N/A | #N/A | 0 | 0 | 0 | 0 | 0 | 0 | 0 | 0 | #N/A | 100000 | #N/A | 100000 | #N/A | 0 | #N/A | 0 | #N/A | 0.005307 | #N/A | 0.005307 | [22 empty] | 524 | #N/A | #N/A | #N/A | #N/A | #N/A | #N/A | 0 | #VALUE! | 524 | 0 | #N/A | 0 | N/A | 0 | N/A |  | 524 | 0 | #N/A | #N/A | #N/A | #N/A | 0 | 0
[6 empty] | 525 | [27 empty] | 0 | 0 | 0 | 0 |  | 0 | 0 |  | TRUE | 0 | 0 | 0 | FALSE | +00 | +00 | TRUE | TRUE | FALSE | FALSE | 0 | 0 | TRUE | TRUE | FALSE | FALSE | 0 | 0 | #N/A | #N/A | #N/A | 0 | 0 | 0 | 0 | 0 | 0 | 0 | 0 | #N/A | 100000 | #N/A | 100000 | #N/A | 0 | #N/A | 0 | #N/A | 0.005307 | #N/A | 0.005307 | [22 empty] | 525 | #N/A | #N/A | #N/A | #N/A | #N/A | #N/A | 0 | #VALUE! | 525 | 0 | #N/A | 0 | N/A | 0 | N/A |  | 525 | 0 | #N/A | #N/A | #N/A | #N/A | 0 | 0
[6 empty] | 526 | [27 empty] | 0 | 0 | 0 | 0 |  | 0 | 0 |  | TRUE | 0 | 0 | 0 | FALSE | +00 | +00 | TRUE | TRUE | FALSE | FALSE | 0 | 0 | TRUE | TRUE | FALSE | FALSE | 0 | 0 | #N/A | #N/A | #N/A | 0 | 0 | 0 | 0 | 0 | 0 | 0 | 0 | #N/A | 100000 | #N/A | 100000 | #N/A | 0 | #N/A | 0 | #N/A | 0.005307 | #N/A | 0.005307 | [22 empty] | 526 | #N/A | #N/A | #N/A | #N/A | #N/A | #N/A | 0 | #VALUE! | 526 | 0 | #N/A | 0 | N/A | 0 | N/A |  | 526 | 0 | #N/A | #N/A | #N/A | #N/A | 0 | 0
[6 empty] | 527 | [27 empty] | 0 | 0 | 0 | 0 |  | 0 | 0 |  | TRUE | 0 | 0 | 0 | FALSE | +00 | +00 | TRUE | TRUE | FALSE | FALSE | 0 | 0 | TRUE | TRUE | FALSE | FALSE | 0 | 0 | #N/A | #N/A | #N/A | 0 | 0 | 0 | 0 | 0 | 0 | 0 | 0 | #N/A | 100000 | #N/A | 100000 | #N/A | 0 | #N/A | 0 | #N/A | 0.005307 | #N/A | 0.005307 | [22 empty] | 527 | #N/A | #N/A | #N/A | #N/A | #N/A | #N/A | 0 | #VALUE! | 527 | 0 | #N/A | 0 | N/A | 0 | N/A |  | 527 | 0 | #N/A | #N/A | #N/A | #N/A | 0 | 0
[6 empty] | 528 | [27 empty] | 0 | 0 | 0 | 0 |  | 0 | 0 |  | TRUE | 0 | 0 | 0 | FALSE | +00 | +00 | TRUE | TRUE | FALSE | FALSE | 0 | 0 | TRUE | TRUE | FALSE | FALSE | 0 | 0 | #N/A | #N/A | #N/A | 0 | 0 | 0 | 0 | 0 | 0 | 0 | 0 | #N/A | 100000 | #N/A | 100000 | #N/A | 0 | #N/A | 0 | #N/A | 0.005307 | #N/A | 0.005307 | [22 empty] | 528 | #N/A | #N/A | #N/A | #N/A | #N/A | #N/A | 0 | #VALUE! | 528 | 0 | #N/A | 0 | N/A | 0 | N/A |  | 528 | 0 | #N/A | #N/A | #N/A | #N/A | 0 | 0
[6 empty] | 529 | [27 empty] | 0 | 0 | 0 | 0 |  | 0 | 0 |  | TRUE | 0 | 0 | 0 | FALSE | +00 | +00 | TRUE | TRUE | FALSE | FALSE | 0 | 0 | TRUE | TRUE | FALSE | FALSE | 0 | 0 | #N/A | #N/A | #N/A | 0 | 0 | 0 | 0 | 0 | 0 | 0 | 0 | #N/A | 100000 | #N/A | 100000 | #N/A | 0 | #N/A | 0 | #N/A | 0.005307 | #N/A | 0.005307 | [22 empty] | 529 | #N/A | #N/A | #N/A | #N/A | #N/A | #N/A | 0 | #VALUE! | 529 | 0 | #N/A | 0 | N/A | 0 | N/A |  | 529 | 0 | #N/A | #N/A | #N/A | #N/A | 0 | 0
[6 empty] | 530 | [27 empty] | 0 | 0 | 0 | 0 |  | 0 | 0 |  | TRUE | 0 | 0 | 0 | FALSE | +00 | +00 | TRUE | TRUE | FALSE | FALSE | 0 | 0 | TRUE | TRUE | FALSE | FALSE | 0 | 0 | #N/A | #N/A | #N/A | 0 | 0 | 0 | 0 | 0 | 0 | 0 | 0 | #N/A | 100000 | #N/A | 100000 | #N/A | 0 | #N/A | 0 | #N/A | 0.005307 | #N/A | 0.005307 | [22 empty] | 530 | #N/A | #N/A | #N/A | #N/A | #N/A | #N/A | 0 | #VALUE! | 530 | 0 | #N/A | 0 | N/A | 0 | N/A |  | 530 | 0 | #N/A | #N/A | #N/A | #N/A | 0 | 0
[6 empty] | 531 | [27 empty] | 0 | 0 | 0 | 0 |  | 0 | 0 |  | TRUE | 0 | 0 | 0 | FALSE | +00 | +00 | TRUE | TRUE | FALSE | FALSE | 0 | 0 | TRUE | TRUE | FALSE | FALSE | 0 | 0 | #N/A | #N/A | #N/A | 0 | 0 | 0 | 0 | 0 | 0 | 0 | 0 | #N/A | 100000 | #N/A | 100000 | #N/A | 0 | #N/A | 0 | #N/A | 0.005307 | #N/A | 0.005307 | [22 empty] | 531 | #N/A | #N/A | #N/A | #N/A | #N/A | #N/A | 0 | #VALUE! | 531 | 0 | #N/A | 0 | N/A | 0 | N/A |  | 531 | 0 | #N/A | #N/A | #N/A | #N/A | 0 | 0
[6 empty] | 532 | [27 empty] | 0 | 0 | 0 | 0 |  | 0 | 0 |  | TRUE | 0 | 0 | 0 | FALSE | +00 | +00 | TRUE | TRUE | FALSE | FALSE | 0 | 0 | TRUE | TRUE | FALSE | FALSE | 0 | 0 | #N/A | #N/A | #N/A | 0 | 0 | 0 | 0 | 0 | 0 | 0 | 0 | #N/A | 100000 | #N/A | 100000 | #N/A | 0 | #N/A | 0 | #N/A | 0.005307 | #N/A | 0.005307 | [22 empty] | 532 | #N/A | #N/A | #N/A | #N/A | #N/A | #N/A | 0 | #VALUE! | 532 | 0 | #N/A | 0 | N/A | 0 | N/A |  | 532 | 0 | #N/A | #N/A | #N/A | #N/A | 0 | 0
[6 empty] | 533 | [27 empty] | 0 | 0 | 0 | 0 |  | 0 | 0 |  | TRUE | 0 | 0 | 0 | FALSE | +00 | +00 | TRUE | TRUE | FALSE | FALSE | 0 | 0 | TRUE | TRUE | FALSE | FALSE | 0 | 0 | #N/A | #N/A | #N/A | 0 | 0 | 0 | 0 | 0 | 0 | 0 | 0 | #N/A | 100000 | #N/A | 100000 | #N/A | 0 | #N/A | 0 | #N/A | 0.005307 | #N/A | 0.005307 | [22 empty] | 533 | #N/A | #N/A | #N/A | #N/A | #N/A | #N/A | 0 | #VALUE! | 533 | 0 | #N/A | 0 | N/A | 0 | N/A |  | 533 | 0 | #N/A | #N/A | #N/A | #N/A | 0 | 0
[6 empty] | 534 | [27 empty] | 0 | 0 | 0 | 0 |  | 0 | 0 |  | TRUE | 0 | 0 | 0 | FALSE | +00 | +00 | TRUE | TRUE | FALSE | FALSE | 0 | 0 | TRUE | TRUE | FALSE | FALSE | 0 | 0 | #N/A | #N/A | #N/A | 0 | 0 | 0 | 0 | 0 | 0 | 0 | 0 | #N/A | 100000 | #N/A | 100000 | #N/A | 0 | #N/A | 0 | #N/A | 0.005307 | #N/A | 0.005307 | [22 empty] | 534 | #N/A | #N/A | #N/A | #N/A | #N/A | #N/A | 0 | #VALUE! | 534 | 0 | #N/A | 0 | N/A | 0 | N/A |  | 534 | 0 | #N/A | #N/A | #N/A | #N/A | 0 | 0
[6 empty] | 535 | [27 empty] | 0 | 0 | 0 | 0 |  | 0 | 0 |  | TRUE | 0 | 0 | 0 | FALSE | +00 | +00 | TRUE | TRUE | FALSE | FALSE | 0 | 0 | TRUE | TRUE | FALSE | FALSE | 0 | 0 | #N/A | #N/A | #N/A | 0 | 0 | 0 | 0 | 0 | 0 | 0 | 0 | #N/A | 100000 | #N/A | 100000 | #N/A | 0 | #N/A | 0 | #N/A | 0.005307 | #N/A | 0.005307 | [22 empty] | 535 | #N/A | #N/A | #N/A | #N/A | #N/A | #N/A | 0 | #VALUE! | 535 | 0 | #N/A | 0 | N/A | 0 | N/A |  | 535 | 0 | #N/A | #N/A | #N/A | #N/A | 0 | 0
[6 empty] | 536 | [27 empty] | 0 | 0 | 0 | 0 |  | 0 | 0 |  | TRUE | 0 | 0 | 0 | FALSE | +00 | +00 | TRUE | TRUE | FALSE | FALSE | 0 | 0 | TRUE | TRUE | FALSE | FALSE | 0 | 0 | #N/A | #N/A | #N/A | 0 | 0 | 0 | 0 | 0 | 0 | 0 | 0 | #N/A | 100000 | #N/A | 100000 | #N/A | 0 | #N/A | 0 | #N/A | 0.005307 | #N/A | 0.005307 | [22 empty] | 536 | #N/A | #N/A | #N/A | #N/A | #N/A | #N/A | 0 | #VALUE! | 536 | 0 | #N/A | 0 | N/A | 0 | N/A |  | 536 | 0 | #N/A | #N/A | #N/A | #N/A | 0 | 0
[6 empty] | 537 | [27 empty] | 0 | 0 | 0 | 0 |  | 0 | 0 |  | TRUE | 0 | 0 | 0 | FALSE | +00 | +00 | TRUE | TRUE | FALSE | FALSE | 0 | 0 | TRUE | TRUE | FALSE | FALSE | 0 | 0 | #N/A | #N/A | #N/A | 0 | 0 | 0 | 0 | 0 | 0 | 0 | 0 | #N/A | 100000 | #N/A | 100000 | #N/A | 0 | #N/A | 0 | #N/A | 0.005307 | #N/A | 0.005307 | [22 empty] | 537 | #N/A | #N/A | #N/A | #N/A | #N/A | #N/A | 0 | #VALUE! | 537 | 0 | #N/A | 0 | N/A | 0 | N/A |  | 537 | 0 | #N/A | #N/A | #N/A | #N/A | 0 | 0
[6 empty] | 538 | [27 empty] | 0 | 0 | 0 | 0 |  | 0 | 0 |  | TRUE | 0 | 0 | 0 | FALSE | +00 | +00 | TRUE | TRUE | FALSE | FALSE | 0 | 0 | TRUE | TRUE | FALSE | FALSE | 0 | 0 | #N/A | #N/A | #N/A | 0 | 0 | 0 | 0 | 0 | 0 | 0 | 0 | #N/A | 100000 | #N/A | 100000 | #N/A | 0 | #N/A | 0 | #N/A | 0.005307 | #N/A | 0.005307 | [22 empty] | 538 | #N/A | #N/A | #N/A | #N/A | #N/A | #N/A | 0 | #VALUE! | 538 | 0 | #N/A | 0 | N/A | 0 | N/A |  | 538 | 0 | #N/A | #N/A | #N/A | #N/A | 0 | 0
[6 empty] | 539 | [27 empty] | 0 | 0 | 0 | 0 |  | 0 | 0 |  | TRUE | 0 | 0 | 0 | FALSE | +00 | +00 | TRUE | TRUE | FALSE | FALSE | 0 | 0 | TRUE | TRUE | FALSE | FALSE | 0 | 0 | #N/A | #N/A | #N/A | 0 | 0 | 0 | 0 | 0 | 0 | 0 | 0 | #N/A | 100000 | #N/A | 100000 | #N/A | 0 | #N/A | 0 | #N/A | 0.005307 | #N/A | 0.005307 | [22 empty] | 539 | #N/A | #N/A | #N/A | #N/A | #N/A | #N/A | 0 | #VALUE! | 539 | 0 | #N/A | 0 | N/A | 0 | N/A |  | 539 | 0 | #N/A | #N/A | #N/A | #N/A | 0 | 0
[6 empty] | 540 | [27 empty] | 0 | 0 | 0 | 0 |  | 0 | 0 |  | TRUE | 0 | 0 | 0 | FALSE | +00 | +00 | TRUE | TRUE | FALSE | FALSE | 0 | 0 | TRUE | TRUE | FALSE | FALSE | 0 | 0 | #N/A | #N/A | #N/A | 0 | 0 | 0 | 0 | 0 | 0 | 0 | 0 | #N/A | 100000 | #N/A | 100000 | #N/A | 0 | #N/A | 0 | #N/A | 0.005307 | #N/A | 0.005307 | [22 empty] | 540 | #N/A | #N/A | #N/A | #N/A | #N/A | #N/A | 0 | #VALUE! | 540 | 0 | #N/A | 0 | N/A | 0 | N/A |  | 540 | 0 | #N/A | #N/A | #N/A | #N/A | 0 | 0
[6 empty] | 541 | [27 empty] | 0 | 0 | 0 | 0 |  | 0 | 0 |  | TRUE | 0 | 0 | 0 | FALSE | +00 | +00 | TRUE | TRUE | FALSE | FALSE | 0 | 0 | TRUE | TRUE | FALSE | FALSE | 0 | 0 | #N/A | #N/A | #N/A | 0 | 0 | 0 | 0 | 0 | 0 | 0 | 0 | #N/A | 100000 | #N/A | 100000 | #N/A | 0 | #N/A | 0 | #N/A | 0.005307 | #N/A | 0.005307 | [22 empty] | 541 | #N/A | #N/A | #N/A | #N/A | #N/A | #N/A | 0 | #VALUE! | 541 | 0 | #N/A | 0 | N/A | 0 | N/A |  | 541 | 0 | #N/A | #N/A | #N/A | #N/A | 0 | 0
[6 empty] | 542 | [27 empty] | 0 | 0 | 0 | 0 |  | 0 | 0 |  | TRUE | 0 | 0 | 0 | FALSE | +00 | +00 | TRUE | TRUE | FALSE | FALSE | 0 | 0 | TRUE | TRUE | FALSE | FALSE | 0 | 0 | #N/A | #N/A | #N/A | 0 | 0 | 0 | 0 | 0 | 0 | 0 | 0 | #N/A | 100000 | #N/A | 100000 | #N/A | 0 | #N/A | 0 | #N/A | 0.005307 | #N/A | 0.005307 | [22 empty] | 542 | #N/A | #N/A | #N/A | #N/A | #N/A | #N/A | 0 | #VALUE! | 542 | 0 | #N/A | 0 | N/A | 0 | N/A |  | 542 | 0 | #N/A | #N/A | #N/A | #N/A | 0 | 0
[6 empty] | 543 | [27 empty] | 0 | 0 | 0 | 0 |  | 0 | 0 |  | TRUE | 0 | 0 | 0 | FALSE | +00 | +00 | TRUE | TRUE | FALSE | FALSE | 0 | 0 | TRUE | TRUE | FALSE | FALSE | 0 | 0 | #N/A | #N/A | #N/A | 0 | 0 | 0 | 0 | 0 | 0 | 0 | 0 | #N/A | 100000 | #N/A | 100000 | #N/A | 0 | #N/A | 0 | #N/A | 0.005307 | #N/A | 0.005307 | [22 empty] | 543 | #N/A | #N/A | #N/A | #N/A | #N/A | #N/A | 0 | #VALUE! | 543 | 0 | #N/A | 0 | N/A | 0 | N/A |  | 543 | 0 | #N/A | #N/A | #N/A | #N/A | 0 | 0
[6 empty] | 544 | [27 empty] | 0 | 0 | 0 | 0 |  | 0 | 0 |  | TRUE | 0 | 0 | 0 | FALSE | +00 | +00 | TRUE | TRUE | FALSE | FALSE | 0 | 0 | TRUE | TRUE | FALSE | FALSE | 0 | 0 | #N/A | #N/A | #N/A | 0 | 0 | 0 | 0 | 0 | 0 | 0 | 0 | #N/A | 100000 | #N/A | 100000 | #N/A | 0 | #N/A | 0 | #N/A | 0.005307 | #N/A | 0.005307 | [22 empty] | 544 | #N/A | #N/A | #N/A | #N/A | #N/A | #N/A | 0 | #VALUE! | 544 | 0 | #N/A | 0 | N/A | 0 | N/A |  | 544 | 0 | #N/A | #N/A | #N/A | #N/A | 0 | 0
[6 empty] | 545 | [27 empty] | 0 | 0 | 0 | 0 |  | 0 | 0 |  | TRUE | 0 | 0 | 0 | FALSE | +00 | +00 | TRUE | TRUE | FALSE | FALSE | 0 | 0 | TRUE | TRUE | FALSE | FALSE | 0 | 0 | #N/A | #N/A | #N/A | 0 | 0 | 0 | 0 | 0 | 0 | 0 | 0 | #N/A | 100000 | #N/A | 100000 | #N/A | 0 | #N/A | 0 | #N/A | 0.005307 | #N/A | 0.005307 | [22 empty] | 545 | #N/A | #N/A | #N/A | #N/A | #N/A | #N/A | 0 | #VALUE! | 545 | 0 | #N/A | 0 | N/A | 0 | N/A |  | 545 | 0 | #N/A | #N/A | #N/A | #N/A | 0 | 0
[6 empty] | 546 | [27 empty] | 0 | 0 | 0 | 0 |  | 0 | 0 |  | TRUE | 0 | 0 | 0 | FALSE | +00 | +00 | TRUE | TRUE | FALSE | FALSE | 0 | 0 | TRUE | TRUE | FALSE | FALSE | 0 | 0 | #N/A | #N/A | #N/A | 0 | 0 | 0 | 0 | 0 | 0 | 0 | 0 | #N/A | 100000 | #N/A | 100000 | #N/A | 0 | #N/A | 0 | #N/A | 0.005307 | #N/A | 0.005307 | [22 empty] | 546 | #N/A | #N/A | #N/A | #N/A | #N/A | #N/A | 0 | #VALUE! | 546 | 0 | #N/A | 0 | N/A | 0 | N/A |  | 546 | 0 | #N/A | #N/A | #N/A | #N/A | 0 | 0
[6 empty] | 547 | [27 empty] | 0 | 0 | 0 | 0 |  | 0 | 0 |  | TRUE | 0 | 0 | 0 | FALSE | +00 | +00 | TRUE | TRUE | FALSE | FALSE | 0 | 0 | TRUE | TRUE | FALSE | FALSE | 0 | 0 | #N/A | #N/A | #N/A | 0 | 0 | 0 | 0 | 0 | 0 | 0 | 0 | #N/A | 100000 | #N/A | 100000 | #N/A | 0 | #N/A | 0 | #N/A | 0.005307 | #N/A | 0.005307 | [22 empty] | 547 | #N/A | #N/A | #N/A | #N/A | #N/A | #N/A | 0 | #VALUE! | 547 | 0 | #N/A | 0 | N/A | 0 | N/A |  | 547 | 0 | #N/A | #N/A | #N/A | #N/A | 0 | 0
[6 empty] | 548 | [27 empty] | 0 | 0 | 0 | 0 |  | 0 | 0 |  | TRUE | 0 | 0 | 0 | FALSE | +00 | +00 | TRUE | TRUE | FALSE | FALSE | 0 | 0 | TRUE | TRUE | FALSE | FALSE | 0 | 0 | #N/A | #N/A | #N/A | 0 | 0 | 0 | 0 | 0 | 0 | 0 | 0 | #N/A | 100000 | #N/A | 100000 | #N/A | 0 | #N/A | 0 | #N/A | 0.005307 | #N/A | 0.005307 | [22 empty] | 548 | #N/A | #N/A | #N/A | #N/A | #N/A | #N/A | 0 | #VALUE! | 548 | 0 | #N/A | 0 | N/A | 0 | N/A |  | 548 | 0 | #N/A | #N/A | #N/A | #N/A | 0 | 0
[6 empty] | 549 | [27 empty] | 0 | 0 | 0 | 0 |  | 0 | 0 |  | TRUE | 0 | 0 | 0 | FALSE | +00 | +00 | TRUE | TRUE | FALSE | FALSE | 0 | 0 | TRUE | TRUE | FALSE | FALSE | 0 | 0 | #N/A | #N/A | #N/A | 0 | 0 | 0 | 0 | 0 | 0 | 0 | 0 | #N/A | 100000 | #N/A | 100000 | #N/A | 0 | #N/A | 0 | #N/A | 0.005307 | #N/A | 0.005307 | [22 empty] | 549 | #N/A | #N/A | #N/A | #N/A | #N/A | #N/A | 0 | #VALUE! | 549 | 0 | #N/A | 0 | N/A | 0 | N/A |  | 549 | 0 | #N/A | #N/A | #N/A | #N/A | 0 | 0
[6 empty] | 550 | [27 empty] | 0 | 0 | 0 | 0 |  | 0 | 0 |  | TRUE | 0 | 0 | 0 | FALSE | +00 | +00 | TRUE | TRUE | FALSE | FALSE | 0 | 0 | TRUE | TRUE | FALSE | FALSE | 0 | 0 | #N/A | #N/A | #N/A | 0 | 0 | 0 | 0 | 0 | 0 | 0 | 0 | #N/A | 100000 | #N/A | 100000 | #N/A | 0 | #N/A | 0 | #N/A | 0.005307 | #N/A | 0.005307 | [22 empty] | 550 | #N/A | #N/A | #N/A | #N/A | #N/A | #N/A | 0 | #VALUE! | 550 | 0 | #N/A | 0 | N/A | 0 | N/A |  | 550 | 0 | #N/A | #N/A | #N/A | #N/A | 0 | 0
[6 empty] | 551 | [27 empty] | 0 | 0 | 0 | 0 |  | 0 | 0 |  | TRUE | 0 | 0 | 0 | FALSE | +00 | +00 | TRUE | TRUE | FALSE | FALSE | 0 | 0 | TRUE | TRUE | FALSE | FALSE | 0 | 0 | #N/A | #N/A | #N/A | 0 | 0 | 0 | 0 | 0 | 0 | 0 | 0 | #N/A | 100000 | #N/A | 100000 | #N/A | 0 | #N/A | 0 | #N/A | 0.005307 | #N/A | 0.005307 | [22 empty] | 551 | #N/A | #N/A | #N/A | #N/A | #N/A | #N/A | 0 | #VALUE! | 551 | 0 | #N/A | 0 | N/A | 0 | N/A |  | 551 | 0 | #N/A | #N/A | #N/A | #N/A | 0 | 0
[6 empty] | 552 | [27 empty] | 0 | 0 | 0 | 0 |  | 0 | 0 |  | TRUE | 0 | 0 | 0 | FALSE | +00 | +00 | TRUE | TRUE | FALSE | FALSE | 0 | 0 | TRUE | TRUE | FALSE | FALSE | 0 | 0 | #N/A | #N/A | #N/A | 0 | 0 | 0 | 0 | 0 | 0 | 0 | 0 | #N/A | 100000 | #N/A | 100000 | #N/A | 0 | #N/A | 0 | #N/A | 0.005307 | #N/A | 0.005307 | [22 empty] | 552 | #N/A | #N/A | #N/A | #N/A | #N/A | #N/A | 0 | #VALUE! | 552 | 0 | #N/A | 0 | N/A | 0 | N/A |  | 552 | 0 | #N/A | #N/A | #N/A | #N/A | 0 | 0
[6 empty] | 553 | [27 empty] | 0 | 0 | 0 | 0 |  | 0 | 0 |  | TRUE | 0 | 0 | 0 | FALSE | +00 | +00 | TRUE | TRUE | FALSE | FALSE | 0 | 0 | TRUE | TRUE | FALSE | FALSE | 0 | 0 | #N/A | #N/A | #N/A | 0 | 0 | 0 | 0 | 0 | 0 | 0 | 0 | #N/A | 100000 | #N/A | 100000 | #N/A | 0 | #N/A | 0 | #N/A | 0.005307 | #N/A | 0.005307 | [22 empty] | 553 | #N/A | #N/A | #N/A | #N/A | #N/A | #N/A | 0 | #VALUE! | 553 | 0 | #N/A | 0 | N/A | 0 | N/A |  | 553 | 0 | #N/A | #N/A | #N/A | #N/A | 0 | 0
[6 empty] | 554 | [27 empty] | 0 | 0 | 0 | 0 |  | 0 | 0 |  | TRUE | 0 | 0 | 0 | FALSE | +00 | +00 | TRUE | TRUE | FALSE | FALSE | 0 | 0 | TRUE | TRUE | FALSE | FALSE | 0 | 0 | #N/A | #N/A | #N/A | 0 | 0 | 0 | 0 | 0 | 0 | 0 | 0 | #N/A | 100000 | #N/A | 100000 | #N/A | 0 | #N/A | 0 | #N/A | 0.005307 | #N/A | 0.005307 | [22 empty] | 554 | #N/A | #N/A | #N/A | #N/A | #N/A | #N/A | 0 | #VALUE! | 554 | 0 | #N/A | 0 | N/A | 0 | N/A |  | 554 | 0 | #N/A | #N/A | #N/A | #N/A | 0 | 0
[6 empty] | 555 | [27 empty] | 0 | 0 | 0 | 0 |  | 0 | 0 |  | TRUE | 0 | 0 | 0 | FALSE | +00 | +00 | TRUE | TRUE | FALSE | FALSE | 0 | 0 | TRUE | TRUE | FALSE | FALSE | 0 | 0 | #N/A | #N/A | #N/A | 0 | 0 | 0 | 0 | 0 | 0 | 0 | 0 | #N/A | 100000 | #N/A | 100000 | #N/A | 0 | #N/A | 0 | #N/A | 0.005307 | #N/A | 0.005307 | [22 empty] | 555 | #N/A | #N/A | #N/A | #N/A | #N/A | #N/A | 0 | #VALUE! | 555 | 0 | #N/A | 0 | N/A | 0 | N/A |  | 555 | 0 | #N/A | #N/A | #N/A | #N/A | 0 | 0
[6 empty] | 556 | [27 empty] | 0 | 0 | 0 | 0 |  | 0 | 0 |  | TRUE | 0 | 0 | 0 | FALSE | +00 | +00 | TRUE | TRUE | FALSE | FALSE | 0 | 0 | TRUE | TRUE | FALSE | FALSE | 0 | 0 | #N/A | #N/A | #N/A | 0 | 0 | 0 | 0 | 0 | 0 | 0 | 0 | #N/A | 100000 | #N/A | 100000 | #N/A | 0 | #N/A | 0 | #N/A | 0.005307 | #N/A | 0.005307 | [22 empty] | 556 | #N/A | #N/A | #N/A | #N/A | #N/A | #N/A | 0 | #VALUE! | 556 | 0 | #N/A | 0 | N/A | 0 | N/A |  | 556 | 0 | #N/A | #N/A | #N/A | #N/A | 0 | 0
[6 empty] | 557 | [27 empty] | 0 | 0 | 0 | 0 |  | 0 | 0 |  | TRUE | 0 | 0 | 0 | FALSE | +00 | +00 | TRUE | TRUE | FALSE | FALSE | 0 | 0 | TRUE | TRUE | FALSE | FALSE | 0 | 0 | #N/A | #N/A | #N/A | 0 | 0 | 0 | 0 | 0 | 0 | 0 | 0 | #N/A | 100000 | #N/A | 100000 | #N/A | 0 | #N/A | 0 | #N/A | 0.005307 | #N/A | 0.005307 | [22 empty] | 557 | #N/A | #N/A | #N/A | #N/A | #N/A | #N/A | 0 | #VALUE! | 557 | 0 | #N/A | 0 | N/A | 0 | N/A |  | 557 | 0 | #N/A | #N/A | #N/A | #N/A | 0 | 0
[6 empty] | 558 | [27 empty] | 0 | 0 | 0 | 0 |  | 0 | 0 |  | TRUE | 0 | 0 | 0 | FALSE | +00 | +00 | TRUE | TRUE | FALSE | FALSE | 0 | 0 | TRUE | TRUE | FALSE | FALSE | 0 | 0 | #N/A | #N/A | #N/A | 0 | 0 | 0 | 0 | 0 | 0 | 0 | 0 | #N/A | 100000 | #N/A | 100000 | #N/A | 0 | #N/A | 0 | #N/A | 0.005307 | #N/A | 0.005307 | [22 empty] | 558 | #N/A | #N/A | #N/A | #N/A | #N/A | #N/A | 0 | #VALUE! | 558 | 0 | #N/A | 0 | N/A | 0 | N/A |  | 558 | 0 | #N/A | #N/A | #N/A | #N/A | 0 | 0
[6 empty] | 559 | [27 empty] | 0 | 0 | 0 | 0 |  | 0 | 0 |  | TRUE | 0 | 0 | 0 | FALSE | +00 | +00 | TRUE | TRUE | FALSE | FALSE | 0 | 0 | TRUE | TRUE | FALSE | FALSE | 0 | 0 | #N/A | #N/A | #N/A | 0 | 0 | 0 | 0 | 0 | 0 | 0 | 0 | #N/A | 100000 | #N/A | 100000 | #N/A | 0 | #N/A | 0 | #N/A | 0.005307 | #N/A | 0.005307 | [22 empty] | 559 | #N/A | #N/A | #N/A | #N/A | #N/A | #N/A | 0 | #VALUE! | 559 | 0 | #N/A | 0 | N/A | 0 | N/A |  | 559 | 0 | #N/A | #N/A | #N/A | #N/A | 0 | 0
[6 empty] | 560 | [27 empty] | 0 | 0 | 0 | 0 |  | 0 | 0 |  | TRUE | 0 | 0 | 0 | FALSE | +00 | +00 | TRUE | TRUE | FALSE | FALSE | 0 | 0 | TRUE | TRUE | FALSE | FALSE | 0 | 0 | #N/A | #N/A | #N/A | 0 | 0 | 0 | 0 | 0 | 0 | 0 | 0 | #N/A | 100000 | #N/A | 100000 | #N/A | 0 | #N/A | 0 | #N/A | 0.005307 | #N/A | 0.005307 | [22 empty] | 560 | #N/A | #N/A | #N/A | #N/A | #N/A | #N/A | 0 | #VALUE! | 560 | 0 | #N/A | 0 | N/A | 0 | N/A |  | 560 | 0 | #N/A | #N/A | #N/A | #N/A | 0 | 0
[6 empty] | 561 | [27 empty] | 0 | 0 | 0 | 0 |  | 0 | 0 |  | TRUE | 0 | 0 | 0 | FALSE | +00 | +00 | TRUE | TRUE | FALSE | FALSE | 0 | 0 | TRUE | TRUE | FALSE | FALSE | 0 | 0 | #N/A | #N/A | #N/A | 0 | 0 | 0 | 0 | 0 | 0 | 0 | 0 | #N/A | 100000 | #N/A | 100000 | #N/A | 0 | #N/A | 0 | #N/A | 0.005307 | #N/A | 0.005307 | [22 empty] | 561 | #N/A | #N/A | #N/A | #N/A | #N/A | #N/A | 0 | #VALUE! | 561 | 0 | #N/A | 0 | N/A | 0 | N/A |  | 561 | 0 | #N/A | #N/A | #N/A | #N/A | 0 | 0
[6 empty] | 562 | [27 empty] | 0 | 0 | 0 | 0 |  | 0 | 0 |  | TRUE | 0 | 0 | 0 | FALSE | +00 | +00 | TRUE | TRUE | FALSE | FALSE | 0 | 0 | TRUE | TRUE | FALSE | FALSE | 0 | 0 | #N/A | #N/A | #N/A | 0 | 0 | 0 | 0 | 0 | 0 | 0 | 0 | #N/A | 100000 | #N/A | 100000 | #N/A | 0 | #N/A | 0 | #N/A | 0.005307 | #N/A | 0.005307 | [22 empty] | 562 | #N/A | #N/A | #N/A | #N/A | #N/A | #N/A | 0 | #VALUE! | 562 | 0 | #N/A | 0 | N/A | 0 | N/A |  | 562 | 0 | #N/A | #N/A | #N/A | #N/A | 0 | 0
[6 empty] | 563 | [27 empty] | 0 | 0 | 0 | 0 |  | 0 | 0 |  | TRUE | 0 | 0 | 0 | FALSE | +00 | +00 | TRUE | TRUE | FALSE | FALSE | 0 | 0 | TRUE | TRUE | FALSE | FALSE | 0 | 0 | #N/A | #N/A | #N/A | 0 | 0 | 0 | 0 | 0 | 0 | 0 | 0 | #N/A | 100000 | #N/A | 100000 | #N/A | 0 | #N/A | 0 | #N/A | 0.005307 | #N/A | 0.005307 | [22 empty] | 563 | #N/A | #N/A | #N/A | #N/A | #N/A | #N/A | 0 | #VALUE! | 563 | 0 | #N/A | 0 | N/A | 0 | N/A |  | 563 | 0 | #N/A | #N/A | #N/A | #N/A | 0 | 0
[6 empty] | 564 | [27 empty] | 0 | 0 | 0 | 0 |  | 0 | 0 |  | TRUE | 0 | 0 | 0 | FALSE | +00 | +00 | TRUE | TRUE | FALSE | FALSE | 0 | 0 | TRUE | TRUE | FALSE | FALSE | 0 | 0 | #N/A | #N/A | #N/A | 0 | 0 | 0 | 0 | 0 | 0 | 0 | 0 | #N/A | 100000 | #N/A | 100000 | #N/A | 0 | #N/A | 0 | #N/A | 0.005307 | #N/A | 0.005307 | [22 empty] | 564 | #N/A | #N/A | #N/A | #N/A | #N/A | #N/A | 0 | #VALUE! | 564 | 0 | #N/A | 0 | N/A | 0 | N/A |  | 564 | 0 | #N/A | #N/A | #N/A | #N/A | 0 | 0
[6 empty] | 565 | [27 empty] | 0 | 0 | 0 | 0 |  | 0 | 0 |  | TRUE | 0 | 0 | 0 | FALSE | +00 | +00 | TRUE | TRUE | FALSE | FALSE | 0 | 0 | TRUE | TRUE | FALSE | FALSE | 0 | 0 | #N/A | #N/A | #N/A | 0 | 0 | 0 | 0 | 0 | 0 | 0 | 0 | #N/A | 100000 | #N/A | 100000 | #N/A | 0 | #N/A | 0 | #N/A | 0.005307 | #N/A | 0.005307 | [22 empty] | 565 | #N/A | #N/A | #N/A | #N/A | #N/A | #N/A | 0 | #VALUE! | 565 | 0 | #N/A | 0 | N/A | 0 | N/A |  | 565 | 0 | #N/A | #N/A | #N/A | #N/A | 0 | 0
[6 empty] | 566 | [27 empty] | 0 | 0 | 0 | 0 |  | 0 | 0 |  | TRUE | 0 | 0 | 0 | FALSE | +00 | +00 | TRUE | TRUE | FALSE | FALSE | 0 | 0 | TRUE | TRUE | FALSE | FALSE | 0 | 0 | #N/A | #N/A | #N/A | 0 | 0 | 0 | 0 | 0 | 0 | 0 | 0 | #N/A | 100000 | #N/A | 100000 | #N/A | 0 | #N/A | 0 | #N/A | 0.005307 | #N/A | 0.005307 | [22 empty] | 566 | #N/A | #N/A | #N/A | #N/A | #N/A | #N/A | 0 | #VALUE! | 566 | 0 | #N/A | 0 | N/A | 0 | N/A |  | 566 | 0 | #N/A | #N/A | #N/A | #N/A | 0 | 0
[6 empty] | 567 | [27 empty] | 0 | 0 | 0 | 0 |  | 0 | 0 |  | TRUE | 0 | 0 | 0 | FALSE | +00 | +00 | TRUE | TRUE | FALSE | FALSE | 0 | 0 | TRUE | TRUE | FALSE | FALSE | 0 | 0 | #N/A | #N/A | #N/A | 0 | 0 | 0 | 0 | 0 | 0 | 0 | 0 | #N/A | 100000 | #N/A | 100000 | #N/A | 0 | #N/A | 0 | #N/A | 0.005307 | #N/A | 0.005307 | [22 empty] | 567 | #N/A | #N/A | #N/A | #N/A | #N/A | #N/A | 0 | #VALUE! | 567 | 0 | #N/A | 0 | N/A | 0 | N/A |  | 567 | 0 | #N/A | #N/A | #N/A | #N/A | 0 | 0
[6 empty] | 568 | [27 empty] | 0 | 0 | 0 | 0 |  | 0 | 0 |  | TRUE | 0 | 0 | 0 | FALSE | +00 | +00 | TRUE | TRUE | FALSE | FALSE | 0 | 0 | TRUE | TRUE | FALSE | FALSE | 0 | 0 | #N/A | #N/A | #N/A | 0 | 0 | 0 | 0 | 0 | 0 | 0 | 0 | #N/A | 100000 | #N/A | 100000 | #N/A | 0 | #N/A | 0 | #N/A | 0.005307 | #N/A | 0.005307 | [22 empty] | 568 | #N/A | #N/A | #N/A | #N/A | #N/A | #N/A | 0 | #VALUE! | 568 | 0 | #N/A | 0 | N/A | 0 | N/A |  | 568 | 0 | #N/A | #N/A | #N/A | #N/A | 0 | 0
[6 empty] | 569 | [27 empty] | 0 | 0 | 0 | 0 |  | 0 | 0 |  | TRUE | 0 | 0 | 0 | FALSE | +00 | +00 | TRUE | TRUE | FALSE | FALSE | 0 | 0 | TRUE | TRUE | FALSE | FALSE | 0 | 0 | #N/A | #N/A | #N/A | 0 | 0 | 0 | 0 | 0 | 0 | 0 | 0 | #N/A | 100000 | #N/A | 100000 | #N/A | 0 | #N/A | 0 | #N/A | 0.005307 | #N/A | 0.005307 | [22 empty] | 569 | #N/A | #N/A | #N/A | #N/A | #N/A | #N/A | 0 | #VALUE! | 569 | 0 | #N/A | 0 | N/A | 0 | N/A |  | 569 | 0 | #N/A | #N/A | #N/A | #N/A | 0 | 0
[6 empty] | 570 | [27 empty] | 0 | 0 | 0 | 0 |  | 0 | 0 |  | TRUE | 0 | 0 | 0 | FALSE | +00 | +00 | TRUE | TRUE | FALSE | FALSE | 0 | 0 | TRUE | TRUE | FALSE | FALSE | 0 | 0 | #N/A | #N/A | #N/A | 0 | 0 | 0 | 0 | 0 | 0 | 0 | 0 | #N/A | 100000 | #N/A | 100000 | #N/A | 0 | #N/A | 0 | #N/A | 0.005307 | #N/A | 0.005307 | [22 empty] | 570 | #N/A | #N/A | #N/A | #N/A | #N/A | #N/A | 0 | #VALUE! | 570 | 0 | #N/A | 0 | N/A | 0 | N/A |  | 570 | 0 | #N/A | #N/A | #N/A | #N/A | 0 | 0
[6 empty] | 571 | [27 empty] | 0 | 0 | 0 | 0 |  | 0 | 0 |  | TRUE | 0 | 0 | 0 | FALSE | +00 | +00 | TRUE | TRUE | FALSE | FALSE | 0 | 0 | TRUE | TRUE | FALSE | FALSE | 0 | 0 | #N/A | #N/A | #N/A | 0 | 0 | 0 | 0 | 0 | 0 | 0 | 0 | #N/A | 100000 | #N/A | 100000 | #N/A | 0 | #N/A | 0 | #N/A | 0.005307 | #N/A | 0.005307 | [22 empty] | 571 | #N/A | #N/A | #N/A | #N/A | #N/A | #N/A | 0 | #VALUE! | 571 | 0 | #N/A | 0 | N/A | 0 | N/A |  | 571 | 0 | #N/A | #N/A | #N/A | #N/A | 0 | 0
[6 empty] | 572 | [27 empty] | 0 | 0 | 0 | 0 |  | 0 | 0 |  | TRUE | 0 | 0 | 0 | FALSE | +00 | +00 | TRUE | TRUE | FALSE | FALSE | 0 | 0 | TRUE | TRUE | FALSE | FALSE | 0 | 0 | #N/A | #N/A | #N/A | 0 | 0 | 0 | 0 | 0 | 0 | 0 | 0 | #N/A | 100000 | #N/A | 100000 | #N/A | 0 | #N/A | 0 | #N/A | 0.005307 | #N/A | 0.005307 | [22 empty] | 572 | #N/A | #N/A | #N/A | #N/A | #N/A | #N/A | 0 | #VALUE! | 572 | 0 | #N/A | 0 | N/A | 0 | N/A |  | 572 | 0 | #N/A | #N/A | #N/A | #N/A | 0 | 0
[6 empty] | 573 | [27 empty] | 0 | 0 | 0 | 0 |  | 0 | 0 |  | TRUE | 0 | 0 | 0 | FALSE | +00 | +00 | TRUE | TRUE | FALSE | FALSE | 0 | 0 | TRUE | TRUE | FALSE | FALSE | 0 | 0 | #N/A | #N/A | #N/A | 0 | 0 | 0 | 0 | 0 | 0 | 0 | 0 | #N/A | 100000 | #N/A | 100000 | #N/A | 0 | #N/A | 0 | #N/A | 0.005307 | #N/A | 0.005307 | [22 empty] | 573 | #N/A | #N/A | #N/A | #N/A | #N/A | #N/A | 0 | #VALUE! | 573 | 0 | #N/A | 0 | N/A | 0 | N/A |  | 573 | 0 | #N/A | #N/A | #N/A | #N/A | 0 | 0
[6 empty] | 574 | [27 empty] | 0 | 0 | 0 | 0 |  | 0 | 0 |  | TRUE | 0 | 0 | 0 | FALSE | +00 | +00 | TRUE | TRUE | FALSE | FALSE | 0 | 0 | TRUE | TRUE | FALSE | FALSE | 0 | 0 | #N/A | #N/A | #N/A | 0 | 0 | 0 | 0 | 0 | 0 | 0 | 0 | #N/A | 100000 | #N/A | 100000 | #N/A | 0 | #N/A | 0 | #N/A | 0.005307 | #N/A | 0.005307 | [22 empty] | 574 | #N/A | #N/A | #N/A | #N/A | #N/A | #N/A | 0 | #VALUE! | 574 | 0 | #N/A | 0 | N/A | 0 | N/A |  | 574 | 0 | #N/A | #N/A | #N/A | #N/A | 0 | 0
[6 empty] | 575 | [27 empty] | 0 | 0 | 0 | 0 |  | 0 | 0 |  | TRUE | 0 | 0 | 0 | FALSE | +00 | +00 | TRUE | TRUE | FALSE | FALSE | 0 | 0 | TRUE | TRUE | FALSE | FALSE | 0 | 0 | #N/A | #N/A | #N/A | 0 | 0 | 0 | 0 | 0 | 0 | 0 | 0 | #N/A | 100000 | #N/A | 100000 | #N/A | 0 | #N/A | 0 | #N/A | 0.005307 | #N/A | 0.005307 | [22 empty] | 575 | #N/A | #N/A | #N/A | #N/A | #N/A | #N/A | 0 | #VALUE! | 575 | 0 | #N/A | 0 | N/A | 0 | N/A |  | 575 | 0 | #N/A | #N/A | #N/A | #N/A | 0 | 0
[6 empty] | 576 | [27 empty] | 0 | 0 | 0 | 0 |  | 0 | 0 |  | TRUE | 0 | 0 | 0 | FALSE | +00 | +00 | TRUE | TRUE | FALSE | FALSE | 0 | 0 | TRUE | TRUE | FALSE | FALSE | 0 | 0 | #N/A | #N/A | #N/A | 0 | 0 | 0 | 0 | 0 | 0 | 0 | 0 | #N/A | 100000 | #N/A | 100000 | #N/A | 0 | #N/A | 0 | #N/A | 0.005307 | #N/A | 0.005307 | [22 empty] | 576 | #N/A | #N/A | #N/A | #N/A | #N/A | #N/A | 0 | #VALUE! | 576 | 0 | #N/A | 0 | N/A | 0 | N/A |  | 576 | 0 | #N/A | #N/A | #N/A | #N/A | 0 | 0
[6 empty] | 577 | [27 empty] | 0 | 0 | 0 | 0 |  | 0 | 0 |  | TRUE | 0 | 0 | 0 | FALSE | +00 | +00 | TRUE | TRUE | FALSE | FALSE | 0 | 0 | TRUE | TRUE | FALSE | FALSE | 0 | 0 | #N/A | #N/A | #N/A | 0 | 0 | 0 | 0 | 0 | 0 | 0 | 0 | #N/A | 100000 | #N/A | 100000 | #N/A | 0 | #N/A | 0 | #N/A | 0.005307 | #N/A | 0.005307 | [22 empty] | 577 | #N/A | #N/A | #N/A | #N/A | #N/A | #N/A | 0 | #VALUE! | 577 | 0 | #N/A | 0 | N/A | 0 | N/A |  | 577 | 0 | #N/A | #N/A | #N/A | #N/A | 0 | 0
[6 empty] | 578 | [27 empty] | 0 | 0 | 0 | 0 |  | 0 | 0 |  | TRUE | 0 | 0 | 0 | FALSE | +00 | +00 | TRUE | TRUE | FALSE | FALSE | 0 | 0 | TRUE | TRUE | FALSE | FALSE | 0 | 0 | #N/A | #N/A | #N/A | 0 | 0 | 0 | 0 | 0 | 0 | 0 | 0 | #N/A | 100000 | #N/A | 100000 | #N/A | 0 | #N/A | 0 | #N/A | 0.005307 | #N/A | 0.005307 | [22 empty] | 578 | #N/A | #N/A | #N/A | #N/A | #N/A | #N/A | 0 | #VALUE! | 578 | 0 | #N/A | 0 | N/A | 0 | N/A |  | 578 | 0 | #N/A | #N/A | #N/A | #N/A | 0 | 0
[6 empty] | 579 | [27 empty] | 0 | 0 | 0 | 0 |  | 0 | 0 |  | TRUE | 0 | 0 | 0 | FALSE | +00 | +00 | TRUE | TRUE | FALSE | FALSE | 0 | 0 | TRUE | TRUE | FALSE | FALSE | 0 | 0 | #N/A | #N/A | #N/A | 0 | 0 | 0 | 0 | 0 | 0 | 0 | 0 | #N/A | 100000 | #N/A | 100000 | #N/A | 0 | #N/A | 0 | #N/A | 0.005307 | #N/A | 0.005307 | [22 empty] | 579 | #N/A | #N/A | #N/A | #N/A | #N/A | #N/A | 0 | #VALUE! | 579 | 0 | #N/A | 0 | N/A | 0 | N/A |  | 579 | 0 | #N/A | #N/A | #N/A | #N/A | 0 | 0
[6 empty] | 580 | [27 empty] | 0 | 0 | 0 | 0 |  | 0 | 0 |  | TRUE | 0 | 0 | 0 | FALSE | +00 | +00 | TRUE | TRUE | FALSE | FALSE | 0 | 0 | TRUE | TRUE | FALSE | FALSE | 0 | 0 | #N/A | #N/A | #N/A | 0 | 0 | 0 | 0 | 0 | 0 | 0 | 0 | #N/A | 100000 | #N/A | 100000 | #N/A | 0 | #N/A | 0 | #N/A | 0.005307 | #N/A | 0.005307 | [22 empty] | 580 | #N/A | #N/A | #N/A | #N/A | #N/A | #N/A | 0 | #VALUE! | 580 | 0 | #N/A | 0 | N/A | 0 | N/A |  | 580 | 0 | #N/A | #N/A | #N/A | #N/A | 0 | 0
[6 empty] | 581 | [27 empty] | 0 | 0 | 0 | 0 |  | 0 | 0 |  | TRUE | 0 | 0 | 0 | FALSE | +00 | +00 | TRUE | TRUE | FALSE | FALSE | 0 | 0 | TRUE | TRUE | FALSE | FALSE | 0 | 0 | #N/A | #N/A | #N/A | 0 | 0 | 0 | 0 | 0 | 0 | 0 | 0 | #N/A | 100000 | #N/A | 100000 | #N/A | 0 | #N/A | 0 | #N/A | 0.005307 | #N/A | 0.005307 | [22 empty] | 581 | #N/A | #N/A | #N/A | #N/A | #N/A | #N/A | 0 | #VALUE! | 581 | 0 | #N/A | 0 | N/A | 0 | N/A |  | 581 | 0 | #N/A | #N/A | #N/A | #N/A | 0 | 0
[6 empty] | 582 | [27 empty] | 0 | 0 | 0 | 0 |  | 0 | 0 |  | TRUE | 0 | 0 | 0 | FALSE | +00 | +00 | TRUE | TRUE | FALSE | FALSE | 0 | 0 | TRUE | TRUE | FALSE | FALSE | 0 | 0 | #N/A | #N/A | #N/A | 0 | 0 | 0 | 0 | 0 | 0 | 0 | 0 | #N/A | 100000 | #N/A | 100000 | #N/A | 0 | #N/A | 0 | #N/A | 0.005307 | #N/A | 0.005307 | [22 empty] | 582 | #N/A | #N/A | #N/A | #N/A | #N/A | #N/A | 0 | #VALUE! | 582 | 0 | #N/A | 0 | N/A | 0 | N/A |  | 582 | 0 | #N/A | #N/A | #N/A | #N/A | 0 | 0
[6 empty] | 583 | [27 empty] | 0 | 0 | 0 | 0 |  | 0 | 0 |  | TRUE | 0 | 0 | 0 | FALSE | +00 | +00 | TRUE | TRUE | FALSE | FALSE | 0 | 0 | TRUE | TRUE | FALSE | FALSE | 0 | 0 | #N/A | #N/A | #N/A | 0 | 0 | 0 | 0 | 0 | 0 | 0 | 0 | #N/A | 100000 | #N/A | 100000 | #N/A | 0 | #N/A | 0 | #N/A | 0.005307 | #N/A | 0.005307 | [22 empty] | 583 | #N/A | #N/A | #N/A | #N/A | #N/A | #N/A | 0 | #VALUE! | 583 | 0 | #N/A | 0 | N/A | 0 | N/A |  | 583 | 0 | #N/A | #N/A | #N/A | #N/A | 0 | 0
[6 empty] | 584 | [27 empty] | 0 | 0 | 0 | 0 |  | 0 | 0 |  | TRUE | 0 | 0 | 0 | FALSE | +00 | +00 | TRUE | TRUE | FALSE | FALSE | 0 | 0 | TRUE | TRUE | FALSE | FALSE | 0 | 0 | #N/A | #N/A | #N/A | 0 | 0 | 0 | 0 | 0 | 0 | 0 | 0 | #N/A | 100000 | #N/A | 100000 | #N/A | 0 | #N/A | 0 | #N/A | 0.005307 | #N/A | 0.005307 | [22 empty] | 584 | #N/A | #N/A | #N/A | #N/A | #N/A | #N/A | 0 | #VALUE! | 584 | 0 | #N/A | 0 | N/A | 0 | N/A |  | 584 | 0 | #N/A | #N/A | #N/A | #N/A | 0 | 0
[6 empty] | 585 | [27 empty] | 0 | 0 | 0 | 0 |  | 0 | 0 |  | TRUE | 0 | 0 | 0 | FALSE | +00 | +00 | TRUE | TRUE | FALSE | FALSE | 0 | 0 | TRUE | TRUE | FALSE | FALSE | 0 | 0 | #N/A | #N/A | #N/A | 0 | 0 | 0 | 0 | 0 | 0 | 0 | 0 | #N/A | 100000 | #N/A | 100000 | #N/A | 0 | #N/A | 0 | #N/A | 0.005307 | #N/A | 0.005307 | [22 empty] | 585 | #N/A | #N/A | #N/A | #N/A | #N/A | #N/A | 0 | #VALUE! | 585 | 0 | #N/A | 0 | N/A | 0 | N/A |  | 585 | 0 | #N/A | #N/A | #N/A | #N/A | 0 | 0
[6 empty] | 586 | [27 empty] | 0 | 0 | 0 | 0 |  | 0 | 0 |  | TRUE | 0 | 0 | 0 | FALSE | +00 | +00 | TRUE | TRUE | FALSE | FALSE | 0 | 0 | TRUE | TRUE | FALSE | FALSE | 0 | 0 | #N/A | #N/A | #N/A | 0 | 0 | 0 | 0 | 0 | 0 | 0 | 0 | #N/A | 100000 | #N/A | 100000 | #N/A | 0 | #N/A | 0 | #N/A | 0.005307 | #N/A | 0.005307 | [22 empty] | 586 | #N/A | #N/A | #N/A | #N/A | #N/A | #N/A | 0 | #VALUE! | 586 | 0 | #N/A | 0 | N/A | 0 | N/A |  | 586 | 0 | #N/A | #N/A | #N/A | #N/A | 0 | 0
[6 empty] | 587 | [27 empty] | 0 | 0 | 0 | 0 |  | 0 | 0 |  | TRUE | 0 | 0 | 0 | FALSE | +00 | +00 | TRUE | TRUE | FALSE | FALSE | 0 | 0 | TRUE | TRUE | FALSE | FALSE | 0 | 0 | #N/A | #N/A | #N/A | 0 | 0 | 0 | 0 | 0 | 0 | 0 | 0 | #N/A | 100000 | #N/A | 100000 | #N/A | 0 | #N/A | 0 | #N/A | 0.005307 | #N/A | 0.005307 | [22 empty] | 587 | #N/A | #N/A | #N/A | #N/A | #N/A | #N/A | 0 | #VALUE! | 587 | 0 | #N/A | 0 | N/A | 0 | N/A |  | 587 | 0 | #N/A | #N/A | #N/A | #N/A | 0 | 0
[6 empty] | 588 | [27 empty] | 0 | 0 | 0 | 0 |  | 0 | 0 |  | TRUE | 0 | 0 | 0 | FALSE | +00 | +00 | TRUE | TRUE | FALSE | FALSE | 0 | 0 | TRUE | TRUE | FALSE | FALSE | 0 | 0 | #N/A | #N/A | #N/A | 0 | 0 | 0 | 0 | 0 | 0 | 0 | 0 | #N/A | 100000 | #N/A | 100000 | #N/A | 0 | #N/A | 0 | #N/A | 0.005307 | #N/A | 0.005307 | [22 empty] | 588 | #N/A | #N/A | #N/A | #N/A | #N/A | #N/A | 0 | #VALUE! | 588 | 0 | #N/A | 0 | N/A | 0 | N/A |  | 588 | 0 | #N/A | #N/A | #N/A | #N/A | 0 | 0
[6 empty] | 589 | [27 empty] | 0 | 0 | 0 | 0 |  | 0 | 0 |  | TRUE | 0 | 0 | 0 | FALSE | +00 | +00 | TRUE | TRUE | FALSE | FALSE | 0 | 0 | TRUE | TRUE | FALSE | FALSE | 0 | 0 | #N/A | #N/A | #N/A | 0 | 0 | 0 | 0 | 0 | 0 | 0 | 0 | #N/A | 100000 | #N/A | 100000 | #N/A | 0 | #N/A | 0 | #N/A | 0.005307 | #N/A | 0.005307 | [22 empty] | 589 | #N/A | #N/A | #N/A | #N/A | #N/A | #N/A | 0 | #VALUE! | 589 | 0 | #N/A | 0 | N/A | 0 | N/A |  | 589 | 0 | #N/A | #N/A | #N/A | #N/A | 0 | 0
[6 empty] | 590 | [27 empty] | 0 | 0 | 0 | 0 |  | 0 | 0 |  | TRUE | 0 | 0 | 0 | FALSE | +00 | +00 | TRUE | TRUE | FALSE | FALSE | 0 | 0 | TRUE | TRUE | FALSE | FALSE | 0 | 0 | #N/A | #N/A | #N/A | 0 | 0 | 0 | 0 | 0 | 0 | 0 | 0 | #N/A | 100000 | #N/A | 100000 | #N/A | 0 | #N/A | 0 | #N/A | 0.005307 | #N/A | 0.005307 | [22 empty] | 590 | #N/A | #N/A | #N/A | #N/A | #N/A | #N/A | 0 | #VALUE! | 590 | 0 | #N/A | 0 | N/A | 0 | N/A |  | 590 | 0 | #N/A | #N/A | #N/A | #N/A | 0 | 0
[6 empty] | 591 | [27 empty] | 0 | 0 | 0 | 0 |  | 0 | 0 |  | TRUE | 0 | 0 | 0 | FALSE | +00 | +00 | TRUE | TRUE | FALSE | FALSE | 0 | 0 | TRUE | TRUE | FALSE | FALSE | 0 | 0 | #N/A | #N/A | #N/A | 0 | 0 | 0 | 0 | 0 | 0 | 0 | 0 | #N/A | 100000 | #N/A | 100000 | #N/A | 0 | #N/A | 0 | #N/A | 0.005307 | #N/A | 0.005307 | [22 empty] | 591 | #N/A | #N/A | #N/A | #N/A | #N/A | #N/A | 0 | #VALUE! | 591 | 0 | #N/A | 0 | N/A | 0 | N/A |  | 591 | 0 | #N/A | #N/A | #N/A | #N/A | 0 | 0
[6 empty] | 592 | [27 empty] | 0 | 0 | 0 | 0 |  | 0 | 0 |  | TRUE | 0 | 0 | 0 | FALSE | +00 | +00 | TRUE | TRUE | FALSE | FALSE | 0 | 0 | TRUE | TRUE | FALSE | FALSE | 0 | 0 | #N/A | #N/A | #N/A | 0 | 0 | 0 | 0 | 0 | 0 | 0 | 0 | #N/A | 100000 | #N/A | 100000 | #N/A | 0 | #N/A | 0 | #N/A | 0.005307 | #N/A | 0.005307 | [22 empty] | 592 | #N/A | #N/A | #N/A | #N/A | #N/A | #N/A | 0 | #VALUE! | 592 | 0 | #N/A | 0 | N/A | 0 | N/A |  | 592 | 0 | #N/A | #N/A | #N/A | #N/A | 0 | 0
[6 empty] | 593 | [27 empty] | 0 | 0 | 0 | 0 |  | 0 | 0 |  | TRUE | 0 | 0 | 0 | FALSE | +00 | +00 | TRUE | TRUE | FALSE | FALSE | 0 | 0 | TRUE | TRUE | FALSE | FALSE | 0 | 0 | #N/A | #N/A | #N/A | 0 | 0 | 0 | 0 | 0 | 0 | 0 | 0 | #N/A | 100000 | #N/A | 100000 | #N/A | 0 | #N/A | 0 | #N/A | 0.005307 | #N/A | 0.005307 | [22 empty] | 593 | #N/A | #N/A | #N/A | #N/A | #N/A | #N/A | 0 | #VALUE! | 593 | 0 | #N/A | 0 | N/A | 0 | N/A |  | 593 | 0 | #N/A | #N/A | #N/A | #N/A | 0 | 0
[6 empty] | 594 | [27 empty] | 0 | 0 | 0 | 0 |  | 0 | 0 |  | TRUE | 0 | 0 | 0 | FALSE | +00 | +00 | TRUE | TRUE | FALSE | FALSE | 0 | 0 | TRUE | TRUE | FALSE | FALSE | 0 | 0 | #N/A | #N/A | #N/A | 0 | 0 | 0 | 0 | 0 | 0 | 0 | 0 | #N/A | 100000 | #N/A | 100000 | #N/A | 0 | #N/A | 0 | #N/A | 0.005307 | #N/A | 0.005307 | [22 empty] | 594 | #N/A | #N/A | #N/A | #N/A | #N/A | #N/A | 0 | #VALUE! | 594 | 0 | #N/A | 0 | N/A | 0 | N/A |  | 594 | 0 | #N/A | #N/A | #N/A | #N/A | 0 | 0
[6 empty] | 595 | [27 empty] | 0 | 0 | 0 | 0 |  | 0 | 0 |  | TRUE | 0 | 0 | 0 | FALSE | +00 | +00 | TRUE | TRUE | FALSE | FALSE | 0 | 0 | TRUE | TRUE | FALSE | FALSE | 0 | 0 | #N/A | #N/A | #N/A | 0 | 0 | 0 | 0 | 0 | 0 | 0 | 0 | #N/A | 100000 | #N/A | 100000 | #N/A | 0 | #N/A | 0 | #N/A | 0.005307 | #N/A | 0.005307 | [22 empty] | 595 | #N/A | #N/A | #N/A | #N/A | #N/A | #N/A | 0 | #VALUE! | 595 | 0 | #N/A | 0 | N/A | 0 | N/A |  | 595 | 0 | #N/A | #N/A | #N/A | #N/A | 0 | 0
[6 empty] | 596 | [27 empty] | 0 | 0 | 0 | 0 |  | 0 | 0 |  | TRUE | 0 | 0 | 0 | FALSE | +00 | +00 | TRUE | TRUE | FALSE | FALSE | 0 | 0 | TRUE | TRUE | FALSE | FALSE | 0 | 0 | #N/A | #N/A | #N/A | 0 | 0 | 0 | 0 | 0 | 0 | 0 | 0 | #N/A | 100000 | #N/A | 100000 | #N/A | 0 | #N/A | 0 | #N/A | 0.005307 | #N/A | 0.005307 | [22 empty] | 596 | #N/A | #N/A | #N/A | #N/A | #N/A | #N/A | 0 | #VALUE! | 596 | 0 | #N/A | 0 | N/A | 0 | N/A |  | 596 | 0 | #N/A | #N/A | #N/A | #N/A | 0 | 0
[6 empty] | 597 | [27 empty] | 0 | 0 | 0 | 0 |  | 0 | 0 |  | TRUE | 0 | 0 | 0 | FALSE | +00 | +00 | TRUE | TRUE | FALSE | FALSE | 0 | 0 | TRUE | TRUE | FALSE | FALSE | 0 | 0 | #N/A | #N/A | #N/A | 0 | 0 | 0 | 0 | 0 | 0 | 0 | 0 | #N/A | 100000 | #N/A | 100000 | #N/A | 0 | #N/A | 0 | #N/A | 0.005307 | #N/A | 0.005307 | [22 empty] | 597 | #N/A | #N/A | #N/A | #N/A | #N/A | #N/A | 0 | #VALUE! | 597 | 0 | #N/A | 0 | N/A | 0 | N/A |  | 597 | 0 | #N/A | #N/A | #N/A | #N/A | 0 | 0
[6 empty] | 598 | [27 empty] | 0 | 0 | 0 | 0 |  | 0 | 0 |  | TRUE | 0 | 0 | 0 | FALSE | +00 | +00 | TRUE | TRUE | FALSE | FALSE | 0 | 0 | TRUE | TRUE | FALSE | FALSE | 0 | 0 | #N/A | #N/A | #N/A | 0 | 0 | 0 | 0 | 0 | 0 | 0 | 0 | #N/A | 100000 | #N/A | 100000 | #N/A | 0 | #N/A | 0 | #N/A | 0.005307 | #N/A | 0.005307 | [22 empty] | 598 | #N/A | #N/A | #N/A | #N/A | #N/A | #N/A | 0 | #VALUE! | 598 | 0 | #N/A | 0 | N/A | 0 | N/A |  | 598 | 0 | #N/A | #N/A | #N/A | #N/A | 0 | 0
[6 empty] | 599 | [27 empty] | 0 | 0 | 0 | 0 |  | 0 | 0 |  | TRUE | 0 | 0 | 0 | FALSE | +00 | +00 | TRUE | TRUE | FALSE | FALSE | 0 | 0 | TRUE | TRUE | FALSE | FALSE | 0 | 0 | #N/A | #N/A | #N/A | 0 | 0 | 0 | 0 | 0 | 0 | 0 | 0 | #N/A | 100000 | #N/A | 100000 | #N/A | 0 | #N/A | 0 | #N/A | 0.005307 | #N/A | 0.005307 | [22 empty] | 599 | #N/A | #N/A | #N/A | #N/A | #N/A | #N/A | 0 | #VALUE! | 599 | 0 | #N/A | 0 | N/A | 0 | N/A |  | 599 | 0 | #N/A | #N/A | #N/A | #N/A | 0 | 0
[6 empty] | 600 | [27 empty] | 0 | 0 | 0 | 0 |  | 0 | 0 |  | TRUE | 0 | 0 | 0 | FALSE | +00 | +00 | TRUE | TRUE | FALSE | FALSE | 0 | 0 | TRUE | TRUE | FALSE | FALSE | 0 | 0 | #N/A | #N/A | #N/A | 0 | 0 | 0 | 0 | 0 | 0 | 0 | 0 | #N/A | 100000 | #N/A | 100000 | #N/A | 0 | #N/A | 0 | #N/A | 0.005307 | #N/A | 0.005307 | [22 empty] | 600 | #N/A | #N/A | #N/A | #N/A | #N/A | #N/A | 0 | #VALUE! | 600 | 0 | #N/A | 0 | N/A | 0 | N/A |  | 600 | 0 | #N/A | #N/A | #N/A | #N/A | 0 | 0
[6 empty] | 601 | [27 empty] | 0 | 0 | 0 | 0 |  | 0 | 0 |  | TRUE | 0 | 0 | 0 | FALSE | +00 | +00 | TRUE | TRUE | FALSE | FALSE | 0 | 0 | TRUE | TRUE | FALSE | FALSE | 0 | 0 | #N/A | #N/A | #N/A | 0 | 0 | 0 | 0 | 0 | 0 | 0 | 0 | #N/A | 100000 | #N/A | 100000 | #N/A | 0 | #N/A | 0 | #N/A | 0.005307 | #N/A | 0.005307 | [22 empty] | 601 | #N/A | #N/A | #N/A | #N/A | #N/A | #N/A | 0 | #VALUE! | 601 | 0 | #N/A | 0 | N/A | 0 | N/A |  | 601 | 0 | #N/A | #N/A | #N/A | #N/A | 0 | 0
[6 empty] | 602 | [27 empty] | 0 | 0 | 0 | 0 |  | 0 | 0 |  | TRUE | 0 | 0 | 0 | FALSE | +00 | +00 | TRUE | TRUE | FALSE | FALSE | 0 | 0 | TRUE | TRUE | FALSE | FALSE | 0 | 0 | #N/A | #N/A | #N/A | 0 | 0 | 0 | 0 | 0 | 0 | 0 | 0 | #N/A | 100000 | #N/A | 100000 | #N/A | 0 | #N/A | 0 | #N/A | 0.005307 | #N/A | 0.005307 | [22 empty] | 602 | #N/A | #N/A | #N/A | #N/A | #N/A | #N/A | 0 | #VALUE! | 602 | 0 | #N/A | 0 | N/A | 0 | N/A |  | 602 | 0 | #N/A | #N/A | #N/A | #N/A | 0 | 0
[6 empty] | 603 | [27 empty] | 0 | 0 | 0 | 0 |  | 0 | 0 |  | TRUE | 0 | 0 | 0 | FALSE | +00 | +00 | TRUE | TRUE | FALSE | FALSE | 0 | 0 | TRUE | TRUE | FALSE | FALSE | 0 | 0 | #N/A | #N/A | #N/A | 0 | 0 | 0 | 0 | 0 | 0 | 0 | 0 | #N/A | 100000 | #N/A | 100000 | #N/A | 0 | #N/A | 0 | #N/A | 0.005307 | #N/A | 0.005307 | [22 empty] | 603 | #N/A | #N/A | #N/A | #N/A | #N/A | #N/A | 0 | #VALUE! | 603 | 0 | #N/A | 0 | N/A | 0 | N/A |  | 603 | 0 | #N/A | #N/A | #N/A | #N/A | 0 | 0
[6 empty] | 604 | [27 empty] | 0 | 0 | 0 | 0 |  | 0 | 0 |  | TRUE | 0 | 0 | 0 | FALSE | +00 | +00 | TRUE | TRUE | FALSE | FALSE | 0 | 0 | TRUE | TRUE | FALSE | FALSE | 0 | 0 | #N/A | #N/A | #N/A | 0 | 0 | 0 | 0 | 0 | 0 | 0 | 0 | #N/A | 100000 | #N/A | 100000 | #N/A | 0 | #N/A | 0 | #N/A | 0.005307 | #N/A | 0.005307 | [22 empty] | 604 | #N/A | #N/A | #N/A | #N/A | #N/A | #N/A | 0 | #VALUE! | 604 | 0 | #N/A | 0 | N/A | 0 | N/A |  | 604 | 0 | #N/A | #N/A | #N/A | #N/A | 0 | 0
[6 empty] | 605 | [27 empty] | 0 | 0 | 0 | 0 |  | 0 | 0 |  | TRUE | 0 | 0 | 0 | FALSE | +00 | +00 | TRUE | TRUE | FALSE | FALSE | 0 | 0 | TRUE | TRUE | FALSE | FALSE | 0 | 0 | #N/A | #N/A | #N/A | 0 | 0 | 0 | 0 | 0 | 0 | 0 | 0 | #N/A | 100000 | #N/A | 100000 | #N/A | 0 | #N/A | 0 | #N/A | 0.005307 | #N/A | 0.005307 | [22 empty] | 605 | #N/A | #N/A | #N/A | #N/A | #N/A | #N/A | 0 | #VALUE! | 605 | 0 | #N/A | 0 | N/A | 0 | N/A |  | 605 | 0 | #N/A | #N/A | #N/A | #N/A | 0 | 0
[6 empty] | 606 | [27 empty] | 0 | 0 | 0 | 0 |  | 0 | 0 |  | TRUE | 0 | 0 | 0 | FALSE | +00 | +00 | TRUE | TRUE | FALSE | FALSE | 0 | 0 | TRUE | TRUE | FALSE | FALSE | 0 | 0 | #N/A | #N/A | #N/A | 0 | 0 | 0 | 0 | 0 | 0 | 0 | 0 | #N/A | 100000 | #N/A | 100000 | #N/A | 0 | #N/A | 0 | #N/A | 0.005307 | #N/A | 0.005307 | [22 empty] | 606 | #N/A | #N/A | #N/A | #N/A | #N/A | #N/A | 0 | #VALUE! | 606 | 0 | #N/A | 0 | N/A | 0 | N/A |  | 606 | 0 | #N/A | #N/A | #N/A | #N/A | 0 | 0
[6 empty] | 607 | [27 empty] | 0 | 0 | 0 | 0 |  | 0 | 0 |  | TRUE | 0 | 0 | 0 | FALSE | +00 | +00 | TRUE | TRUE | FALSE | FALSE | 0 | 0 | TRUE | TRUE | FALSE | FALSE | 0 | 0 | #N/A | #N/A | #N/A | 0 | 0 | 0 | 0 | 0 | 0 | 0 | 0 | #N/A | 100000 | #N/A | 100000 | #N/A | 0 | #N/A | 0 | #N/A | 0.005307 | #N/A | 0.005307 | [22 empty] | 607 | #N/A | #N/A | #N/A | #N/A | #N/A | #N/A | 0 | #VALUE! | 607 | 0 | #N/A | 0 | N/A | 0 | N/A |  | 607 | 0 | #N/A | #N/A | #N/A | #N/A | 0 | 0
[6 empty] | 608 | [27 empty] | 0 | 0 | 0 | 0 |  | 0 | 0 |  | TRUE | 0 | 0 | 0 | FALSE | +00 | +00 | TRUE | TRUE | FALSE | FALSE | 0 | 0 | TRUE | TRUE | FALSE | FALSE | 0 | 0 | #N/A | #N/A | #N/A | 0 | 0 | 0 | 0 | 0 | 0 | 0 | 0 | #N/A | 100000 | #N/A | 100000 | #N/A | 0 | #N/A | 0 | #N/A | 0.005307 | #N/A | 0.005307 | [22 empty] | 608 | #N/A | #N/A | #N/A | #N/A | #N/A | #N/A | 0 | #VALUE! | 608 | 0 | #N/A | 0 | N/A | 0 | N/A |  | 608 | 0 | #N/A | #N/A | #N/A | #N/A | 0 | 0
[6 empty] | 609 | [27 empty] | 0 | 0 | 0 | 0 |  | 0 | 0 |  | TRUE | 0 | 0 | 0 | FALSE | +00 | +00 | TRUE | TRUE | FALSE | FALSE | 0 | 0 | TRUE | TRUE | FALSE | FALSE | 0 | 0 | #N/A | #N/A | #N/A | 0 | 0 | 0 | 0 | 0 | 0 | 0 | 0 | #N/A | 100000 | #N/A | 100000 | #N/A | 0 | #N/A | 0 | #N/A | 0.005307 | #N/A | 0.005307 | [22 empty] | 609 | #N/A | #N/A | #N/A | #N/A | #N/A | #N/A | 0 | #VALUE! | 609 | 0 | #N/A | 0 | N/A | 0 | N/A |  | 609 | 0 | #N/A | #N/A | #N/A | #N/A | 0 | 0
[6 empty] | 610 | [27 empty] | 0 | 0 | 0 | 0 |  | 0 | 0 |  | TRUE | 0 | 0 | 0 | FALSE | +00 | +00 | TRUE | TRUE | FALSE | FALSE | 0 | 0 | TRUE | TRUE | FALSE | FALSE | 0 | 0 | #N/A | #N/A | #N/A | 0 | 0 | 0 | 0 | 0 | 0 | 0 | 0 | #N/A | 100000 | #N/A | 100000 | #N/A | 0 | #N/A | 0 | #N/A | 0.005307 | #N/A | 0.005307 | [22 empty] | 610 | #N/A | #N/A | #N/A | #N/A | #N/A | #N/A | 0 | #VALUE! | 610 | 0 | #N/A | 0 | N/A | 0 | N/A |  | 610 | 0 | #N/A | #N/A | #N/A | #N/A | 0 | 0
[6 empty] | 611 | [27 empty] | 0 | 0 | 0 | 0 |  | 0 | 0 |  | TRUE | 0 | 0 | 0 | FALSE | +00 | +00 | TRUE | TRUE | FALSE | FALSE | 0 | 0 | TRUE | TRUE | FALSE | FALSE | 0 | 0 | #N/A | #N/A | #N/A | 0 | 0 | 0 | 0 | 0 | 0 | 0 | 0 | #N/A | 100000 | #N/A | 100000 | #N/A | 0 | #N/A | 0 | #N/A | 0.005307 | #N/A | 0.005307 | [22 empty] | 611 | #N/A | #N/A | #N/A | #N/A | #N/A | #N/A | 0 | #VALUE! | 611 | 0 | #N/A | 0 | N/A | 0 | N/A |  | 611 | 0 | #N/A | #N/A | #N/A | #N/A | 0 | 0
[6 empty] | 612 | [27 empty] | 0 | 0 | 0 | 0 |  | 0 | 0 |  | TRUE | 0 | 0 | 0 | FALSE | +00 | +00 | TRUE | TRUE | FALSE | FALSE | 0 | 0 | TRUE | TRUE | FALSE | FALSE | 0 | 0 | #N/A | #N/A | #N/A | 0 | 0 | 0 | 0 | 0 | 0 | 0 | 0 | #N/A | 100000 | #N/A | 100000 | #N/A | 0 | #N/A | 0 | #N/A | 0.005307 | #N/A | 0.005307 | [22 empty] | 612 | #N/A | #N/A | #N/A | #N/A | #N/A | #N/A | 0 | #VALUE! | 612 | 0 | #N/A | 0 | N/A | 0 | N/A |  | 612 | 0 | #N/A | #N/A | #N/A | #N/A | 0 | 0
[6 empty] | 613 | [27 empty] | 0 | 0 | 0 | 0 |  | 0 | 0 |  | TRUE | 0 | 0 | 0 | FALSE | +00 | +00 | TRUE | TRUE | FALSE | FALSE | 0 | 0 | TRUE | TRUE | FALSE | FALSE | 0 | 0 | #N/A | #N/A | #N/A | 0 | 0 | 0 | 0 | 0 | 0 | 0 | 0 | #N/A | 100000 | #N/A | 100000 | #N/A | 0 | #N/A | 0 | #N/A | 0.005307 | #N/A | 0.005307 | [22 empty] | 613 | #N/A | #N/A | #N/A | #N/A | #N/A | #N/A | 0 | #VALUE! | 613 | 0 | #N/A | 0 | N/A | 0 | N/A |  | 613 | 0 | #N/A | #N/A | #N/A | #N/A | 0 | 0
[6 empty] | 614 | [27 empty] | 0 | 0 | 0 | 0 |  | 0 | 0 |  | TRUE | 0 | 0 | 0 | FALSE | +00 | +00 | TRUE | TRUE | FALSE | FALSE | 0 | 0 | TRUE | TRUE | FALSE | FALSE | 0 | 0 | #N/A | #N/A | #N/A | 0 | 0 | 0 | 0 | 0 | 0 | 0 | 0 | #N/A | 100000 | #N/A | 100000 | #N/A | 0 | #N/A | 0 | #N/A | 0.005307 | #N/A | 0.005307 | [22 empty] | 614 | #N/A | #N/A | #N/A | #N/A | #N/A | #N/A | 0 | #VALUE! | 614 | 0 | #N/A | 0 | N/A | 0 | N/A |  | 614 | 0 | #N/A | #N/A | #N/A | #N/A | 0 | 0
[6 empty] | 615 | [27 empty] | 0 | 0 | 0 | 0 |  | 0 | 0 |  | TRUE | 0 | 0 | 0 | FALSE | +00 | +00 | TRUE | TRUE | FALSE | FALSE | 0 | 0 | TRUE | TRUE | FALSE | FALSE | 0 | 0 | #N/A | #N/A | #N/A | 0 | 0 | 0 | 0 | 0 | 0 | 0 | 0 | #N/A | 100000 | #N/A | 100000 | #N/A | 0 | #N/A | 0 | #N/A | 0.005307 | #N/A | 0.005307 | [22 empty] | 615 | #N/A | #N/A | #N/A | #N/A | #N/A | #N/A | 0 | #VALUE! | 615 | 0 | #N/A | 0 | N/A | 0 | N/A |  | 615 | 0 | #N/A | #N/A | #N/A | #N/A | 0 | 0
[6 empty] | 616 | [27 empty] | 0 | 0 | 0 | 0 |  | 0 | 0 |  | TRUE | 0 | 0 | 0 | FALSE | +00 | +00 | TRUE | TRUE | FALSE | FALSE | 0 | 0 | TRUE | TRUE | FALSE | FALSE | 0 | 0 | #N/A | #N/A | #N/A | 0 | 0 | 0 | 0 | 0 | 0 | 0 | 0 | #N/A | 100000 | #N/A | 100000 | #N/A | 0 | #N/A | 0 | #N/A | 0.005307 | #N/A | 0.005307 | [22 empty] | 616 | #N/A | #N/A | #N/A | #N/A | #N/A | #N/A | 0 | #VALUE! | 616 | 0 | #N/A | 0 | N/A | 0 | N/A |  | 616 | 0 | #N/A | #N/A | #N/A | #N/A | 0 | 0
[6 empty] | 617 | [27 empty] | 0 | 0 | 0 | 0 |  | 0 | 0 |  | TRUE | 0 | 0 | 0 | FALSE | +00 | +00 | TRUE | TRUE | FALSE | FALSE | 0 | 0 | TRUE | TRUE | FALSE | FALSE | 0 | 0 | #N/A | #N/A | #N/A | 0 | 0 | 0 | 0 | 0 | 0 | 0 | 0 | #N/A | 100000 | #N/A | 100000 | #N/A | 0 | #N/A | 0 | #N/A | 0.005307 | #N/A | 0.005307 | [22 empty] | 617 | #N/A | #N/A | #N/A | #N/A | #N/A | #N/A | 0 | #VALUE! | 617 | 0 | #N/A | 0 | N/A | 0 | N/A |  | 617 | 0 | #N/A | #N/A | #N/A | #N/A | 0 | 0
[6 empty] | 618 | [27 empty] | 0 | 0 | 0 | 0 |  | 0 | 0 |  | TRUE | 0 | 0 | 0 | FALSE | +00 | +00 | TRUE | TRUE | FALSE | FALSE | 0 | 0 | TRUE | TRUE | FALSE | FALSE | 0 | 0 | #N/A | #N/A | #N/A | 0 | 0 | 0 | 0 | 0 | 0 | 0 | 0 | #N/A | 100000 | #N/A | 100000 | #N/A | 0 | #N/A | 0 | #N/A | 0.005307 | #N/A | 0.005307 | [22 empty] | 618 | #N/A | #N/A | #N/A | #N/A | #N/A | #N/A | 0 | #VALUE! | 618 | 0 | #N/A | 0 | N/A | 0 | N/A |  | 618 | 0 | #N/A | #N/A | #N/A | #N/A | 0 | 0
[6 empty] | 619 | [27 empty] | 0 | 0 | 0 | 0 |  | 0 | 0 |  | TRUE | 0 | 0 | 0 | FALSE | +00 | +00 | TRUE | TRUE | FALSE | FALSE | 0 | 0 | TRUE | TRUE | FALSE | FALSE | 0 | 0 | #N/A | #N/A | #N/A | 0 | 0 | 0 | 0 | 0 | 0 | 0 | 0 | #N/A | 100000 | #N/A | 100000 | #N/A | 0 | #N/A | 0 | #N/A | 0.005307 | #N/A | 0.005307 | [22 empty] | 619 | #N/A | #N/A | #N/A | #N/A | #N/A | #N/A | 0 | #VALUE! | 619 | 0 | #N/A | 0 | N/A | 0 | N/A |  | 619 | 0 | #N/A | #N/A | #N/A | #N/A | 0 | 0
[6 empty] | 620 | [27 empty] | 0 | 0 | 0 | 0 |  | 0 | 0 |  | TRUE | 0 | 0 | 0 | FALSE | +00 | +00 | TRUE | TRUE | FALSE | FALSE | 0 | 0 | TRUE | TRUE | FALSE | FALSE | 0 | 0 | #N/A | #N/A | #N/A | 0 | 0 | 0 | 0 | 0 | 0 | 0 | 0 | #N/A | 100000 | #N/A | 100000 | #N/A | 0 | #N/A | 0 | #N/A | 0.005307 | #N/A | 0.005307 | [22 empty] | 620 | #N/A | #N/A | #N/A | #N/A | #N/A | #N/A | 0 | #VALUE! | 620 | 0 | #N/A | 0 | N/A | 0 | N/A |  | 620 | 0 | #N/A | #N/A | #N/A | #N/A | 0 | 0
[6 empty] | 621 | [27 empty] | 0 | 0 | 0 | 0 |  | 0 | 0 |  | TRUE | 0 | 0 | 0 | FALSE | +00 | +00 | TRUE | TRUE | FALSE | FALSE | 0 | 0 | TRUE | TRUE | FALSE | FALSE | 0 | 0 | #N/A | #N/A | #N/A | 0 | 0 | 0 | 0 | 0 | 0 | 0 | 0 | #N/A | 100000 | #N/A | 100000 | #N/A | 0 | #N/A | 0 | #N/A | 0.005307 | #N/A | 0.005307 | [22 empty] | 621 | #N/A | #N/A | #N/A | #N/A | #N/A | #N/A | 0 | #VALUE! | 621 | 0 | #N/A | 0 | N/A | 0 | N/A |  | 621 | 0 | #N/A | #N/A | #N/A | #N/A | 0 | 0
[6 empty] | 622 | [27 empty] | 0 | 0 | 0 | 0 |  | 0 | 0 |  | TRUE | 0 | 0 | 0 | FALSE | +00 | +00 | TRUE | TRUE | FALSE | FALSE | 0 | 0 | TRUE | TRUE | FALSE | FALSE | 0 | 0 | #N/A | #N/A | #N/A | 0 | 0 | 0 | 0 | 0 | 0 | 0 | 0 | #N/A | 100000 | #N/A | 100000 | #N/A | 0 | #N/A | 0 | #N/A | 0.005307 | #N/A | 0.005307 | [22 empty] | 622 | #N/A | #N/A | #N/A | #N/A | #N/A | #N/A | 0 | #VALUE! | 622 | 0 | #N/A | 0 | N/A | 0 | N/A |  | 622 | 0 | #N/A | #N/A | #N/A | #N/A | 0 | 0
[6 empty] | 623 | [27 empty] | 0 | 0 | 0 | 0 |  | 0 | 0 |  | TRUE | 0 | 0 | 0 | FALSE | +00 | +00 | TRUE | TRUE | FALSE | FALSE | 0 | 0 | TRUE | TRUE | FALSE | FALSE | 0 | 0 | #N/A | #N/A | #N/A | 0 | 0 | 0 | 0 | 0 | 0 | 0 | 0 | #N/A | 100000 | #N/A | 100000 | #N/A | 0 | #N/A | 0 | #N/A | 0.005307 | #N/A | 0.005307 | [22 empty] | 623 | #N/A | #N/A | #N/A | #N/A | #N/A | #N/A | 0 | #VALUE! | 623 | 0 | #N/A | 0 | N/A | 0 | N/A |  | 623 | 0 | #N/A | #N/A | #N/A | #N/A | 0 | 0
[6 empty] | 624 | [27 empty] | 0 | 0 | 0 | 0 |  | 0 | 0 |  | TRUE | 0 | 0 | 0 | FALSE | +00 | +00 | TRUE | TRUE | FALSE | FALSE | 0 | 0 | TRUE | TRUE | FALSE | FALSE | 0 | 0 | #N/A | #N/A | #N/A | 0 | 0 | 0 | 0 | 0 | 0 | 0 | 0 | #N/A | 100000 | #N/A | 100000 | #N/A | 0 | #N/A | 0 | #N/A | 0.005307 | #N/A | 0.005307 | [22 empty] | 624 | #N/A | #N/A | #N/A | #N/A | #N/A | #N/A | 0 | #VALUE! | 624 | 0 | #N/A | 0 | N/A | 0 | N/A |  | 624 | 0 | #N/A | #N/A | #N/A | #N/A | 0 | 0
[6 empty] | 625 | [27 empty] | 0 | 0 | 0 | 0 |  | 0 | 0 |  | TRUE | 0 | 0 | 0 | FALSE | +00 | +00 | TRUE | TRUE | FALSE | FALSE | 0 | 0 | TRUE | TRUE | FALSE | FALSE | 0 | 0 | #N/A | #N/A | #N/A | 0 | 0 | 0 | 0 | 0 | 0 | 0 | 0 | #N/A | 100000 | #N/A | 100000 | #N/A | 0 | #N/A | 0 | #N/A | 0.005307 | #N/A | 0.005307 | [22 empty] | 625 | #N/A | #N/A | #N/A | #N/A | #N/A | #N/A | 0 | #VALUE! | 625 | 0 | #N/A | 0 | N/A | 0 | N/A |  | 625 | 0 | #N/A | #N/A | #N/A | #N/A | 0 | 0
[6 empty] | 626 | [27 empty] | 0 | 0 | 0 | 0 |  | 0 | 0 |  | TRUE | 0 | 0 | 0 | FALSE | +00 | +00 | TRUE | TRUE | FALSE | FALSE | 0 | 0 | TRUE | TRUE | FALSE | FALSE | 0 | 0 | #N/A | #N/A | #N/A | 0 | 0 | 0 | 0 | 0 | 0 | 0 | 0 | #N/A | 100000 | #N/A | 100000 | #N/A | 0 | #N/A | 0 | #N/A | 0.005307 | #N/A | 0.005307 | [22 empty] | 626 | #N/A | #N/A | #N/A | #N/A | #N/A | #N/A | 0 | #VALUE! | 626 | 0 | #N/A | 0 | N/A | 0 | N/A |  | 626 | 0 | #N/A | #N/A | #N/A | #N/A | 0 | 0
[6 empty] | 627 | [27 empty] | 0 | 0 | 0 | 0 |  | 0 | 0 |  | TRUE | 0 | 0 | 0 | FALSE | +00 | +00 | TRUE | TRUE | FALSE | FALSE | 0 | 0 | TRUE | TRUE | FALSE | FALSE | 0 | 0 | #N/A | #N/A | #N/A | 0 | 0 | 0 | 0 | 0 | 0 | 0 | 0 | #N/A | 100000 | #N/A | 100000 | #N/A | 0 | #N/A | 0 | #N/A | 0.005307 | #N/A | 0.005307 | [22 empty] | 627 | #N/A | #N/A | #N/A | #N/A | #N/A | #N/A | 0 | #VALUE! | 627 | 0 | #N/A | 0 | N/A | 0 | N/A |  | 627 | 0 | #N/A | #N/A | #N/A | #N/A | 0 | 0
[6 empty] | 628 | [27 empty] | 0 | 0 | 0 | 0 |  | 0 | 0 |  | TRUE | 0 | 0 | 0 | FALSE | +00 | +00 | TRUE | TRUE | FALSE | FALSE | 0 | 0 | TRUE | TRUE | FALSE | FALSE | 0 | 0 | #N/A | #N/A | #N/A | 0 | 0 | 0 | 0 | 0 | 0 | 0 | 0 | #N/A | 100000 | #N/A | 100000 | #N/A | 0 | #N/A | 0 | #N/A | 0.005307 | #N/A | 0.005307 | [22 empty] | 628 | #N/A | #N/A | #N/A | #N/A | #N/A | #N/A | 0 | #VALUE! | 628 | 0 | #N/A | 0 | N/A | 0 | N/A |  | 628 | 0 | #N/A | #N/A | #N/A | #N/A | 0 | 0
[6 empty] | 629 | [27 empty] | 0 | 0 | 0 | 0 |  | 0 | 0 |  | TRUE | 0 | 0 | 0 | FALSE | +00 | +00 | TRUE | TRUE | FALSE | FALSE | 0 | 0 | TRUE | TRUE | FALSE | FALSE | 0 | 0 | #N/A | #N/A | #N/A | 0 | 0 | 0 | 0 | 0 | 0 | 0 | 0 | #N/A | 100000 | #N/A | 100000 | #N/A | 0 | #N/A | 0 | #N/A | 0.005307 | #N/A | 0.005307 | [22 empty] | 629 | #N/A | #N/A | #N/A | #N/A | #N/A | #N/A | 0 | #VALUE! | 629 | 0 | #N/A | 0 | N/A | 0 | N/A |  | 629 | 0 | #N/A | #N/A | #N/A | #N/A | 0 | 0
[6 empty] | 630 | [27 empty] | 0 | 0 | 0 | 0 |  | 0 | 0 |  | TRUE | 0 | 0 | 0 | FALSE | +00 | +00 | TRUE | TRUE | FALSE | FALSE | 0 | 0 | TRUE | TRUE | FALSE | FALSE | 0 | 0 | #N/A | #N/A | #N/A | 0 | 0 | 0 | 0 | 0 | 0 | 0 | 0 | #N/A | 100000 | #N/A | 100000 | #N/A | 0 | #N/A | 0 | #N/A | 0.005307 | #N/A | 0.005307 | [22 empty] | 630 | #N/A | #N/A | #N/A | #N/A | #N/A | #N/A | 0 | #VALUE! | 630 | 0 | #N/A | 0 | N/A | 0 | N/A |  | 630 | 0 | #N/A | #N/A | #N/A | #N/A | 0 | 0
[6 empty] | 631 | [27 empty] | 0 | 0 | 0 | 0 |  | 0 | 0 |  | TRUE | 0 | 0 | 0 | FALSE | +00 | +00 | TRUE | TRUE | FALSE | FALSE | 0 | 0 | TRUE | TRUE | FALSE | FALSE | 0 | 0 | #N/A | #N/A | #N/A | 0 | 0 | 0 | 0 | 0 | 0 | 0 | 0 | #N/A | 100000 | #N/A | 100000 | #N/A | 0 | #N/A | 0 | #N/A | 0.005307 | #N/A | 0.005307 | [22 empty] | 631 | #N/A | #N/A | #N/A | #N/A | #N/A | #N/A | 0 | #VALUE! | 631 | 0 | #N/A | 0 | N/A | 0 | N/A |  | 631 | 0 | #N/A | #N/A | #N/A | #N/A | 0 | 0
[6 empty] | 632 | [27 empty] | 0 | 0 | 0 | 0 |  | 0 | 0 |  | TRUE | 0 | 0 | 0 | FALSE | +00 | +00 | TRUE | TRUE | FALSE | FALSE | 0 | 0 | TRUE | TRUE | FALSE | FALSE | 0 | 0 | #N/A | #N/A | #N/A | 0 | 0 | 0 | 0 | 0 | 0 | 0 | 0 | #N/A | 100000 | #N/A | 100000 | #N/A | 0 | #N/A | 0 | #N/A | 0.005307 | #N/A | 0.005307 | [22 empty] | 632 | #N/A | #N/A | #N/A | #N/A | #N/A | #N/A | 0 | #VALUE! | 632 | 0 | #N/A | 0 | N/A | 0 | N/A |  | 632 | 0 | #N/A | #N/A | #N/A | #N/A | 0 | 0
[6 empty] | 633 | [27 empty] | 0 | 0 | 0 | 0 |  | 0 | 0 |  | TRUE | 0 | 0 | 0 | FALSE | +00 | +00 | TRUE | TRUE | FALSE | FALSE | 0 | 0 | TRUE | TRUE | FALSE | FALSE | 0 | 0 | #N/A | #N/A | #N/A | 0 | 0 | 0 | 0 | 0 | 0 | 0 | 0 | #N/A | 100000 | #N/A | 100000 | #N/A | 0 | #N/A | 0 | #N/A | 0.005307 | #N/A | 0.005307 | [22 empty] | 633 | #N/A | #N/A | #N/A | #N/A | #N/A | #N/A | 0 | #VALUE! | 633 | 0 | #N/A | 0 | N/A | 0 | N/A |  | 633 | 0 | #N/A | #N/A | #N/A | #N/A | 0 | 0
[6 empty] | 634 | [27 empty] | 0 | 0 | 0 | 0 |  | 0 | 0 |  | TRUE | 0 | 0 | 0 | FALSE | +00 | +00 | TRUE | TRUE | FALSE | FALSE | 0 | 0 | TRUE | TRUE | FALSE | FALSE | 0 | 0 | #N/A | #N/A | #N/A | 0 | 0 | 0 | 0 | 0 | 0 | 0 | 0 | #N/A | 100000 | #N/A | 100000 | #N/A | 0 | #N/A | 0 | #N/A | 0.005307 | #N/A | 0.005307 | [22 empty] | 634 | #N/A | #N/A | #N/A | #N/A | #N/A | #N/A | 0 | #VALUE! | 634 | 0 | #N/A | 0 | N/A | 0 | N/A |  | 634 | 0 | #N/A | #N/A | #N/A | #N/A | 0 | 0
[6 empty] | 635 | [27 empty] | 0 | 0 | 0 | 0 |  | 0 | 0 |  | TRUE | 0 | 0 | 0 | FALSE | +00 | +00 | TRUE | TRUE | FALSE | FALSE | 0 | 0 | TRUE | TRUE | FALSE | FALSE | 0 | 0 | #N/A | #N/A | #N/A | 0 | 0 | 0 | 0 | 0 | 0 | 0 | 0 | #N/A | 100000 | #N/A | 100000 | #N/A | 0 | #N/A | 0 | #N/A | 0.005307 | #N/A | 0.005307 | [22 empty] | 635 | #N/A | #N/A | #N/A | #N/A | #N/A | #N/A | 0 | #VALUE! | 635 | 0 | #N/A | 0 | N/A | 0 | N/A |  | 635 | 0 | #N/A | #N/A | #N/A | #N/A | 0 | 0
[6 empty] | 636 | [27 empty] | 0 | 0 | 0 | 0 |  | 0 | 0 |  | TRUE | 0 | 0 | 0 | FALSE | +00 | +00 | TRUE | TRUE | FALSE | FALSE | 0 | 0 | TRUE | TRUE | FALSE | FALSE | 0 | 0 | #N/A | #N/A | #N/A | 0 | 0 | 0 | 0 | 0 | 0 | 0 | 0 | #N/A | 100000 | #N/A | 100000 | #N/A | 0 | #N/A | 0 | #N/A | 0.005307 | #N/A | 0.005307 | [22 empty] | 636 | #N/A | #N/A | #N/A | #N/A | #N/A | #N/A | 0 | #VALUE! | 636 | 0 | #N/A | 0 | N/A | 0 | N/A |  | 636 | 0 | #N/A | #N/A | #N/A | #N/A | 0 | 0
[6 empty] | 637 | [27 empty] | 0 | 0 | 0 | 0 |  | 0 | 0 |  | TRUE | 0 | 0 | 0 | FALSE | +00 | +00 | TRUE | TRUE | FALSE | FALSE | 0 | 0 | TRUE | TRUE | FALSE | FALSE | 0 | 0 | #N/A | #N/A | #N/A | 0 | 0 | 0 | 0 | 0 | 0 | 0 | 0 | #N/A | 100000 | #N/A | 100000 | #N/A | 0 | #N/A | 0 | #N/A | 0.005307 | #N/A | 0.005307 | [22 empty] | 637 | #N/A | #N/A | #N/A | #N/A | #N/A | #N/A | 0 | #VALUE! | 637 | 0 | #N/A | 0 | N/A | 0 | N/A |  | 637 | 0 | #N/A | #N/A | #N/A | #N/A | 0 | 0
[6 empty] | 638 | [27 empty] | 0 | 0 | 0 | 0 |  | 0 | 0 |  | TRUE | 0 | 0 | 0 | FALSE | +00 | +00 | TRUE | TRUE | FALSE | FALSE | 0 | 0 | TRUE | TRUE | FALSE | FALSE | 0 | 0 | #N/A | #N/A | #N/A | 0 | 0 | 0 | 0 | 0 | 0 | 0 | 0 | #N/A | 100000 | #N/A | 100000 | #N/A | 0 | #N/A | 0 | #N/A | 0.005307 | #N/A | 0.005307 | [22 empty] | 638 | #N/A | #N/A | #N/A | #N/A | #N/A | #N/A | 0 | #VALUE! | 638 | 0 | #N/A | 0 | N/A | 0 | N/A |  | 638 | 0 | #N/A | #N/A | #N/A | #N/A | 0 | 0
[6 empty] | 639 | [27 empty] | 0 | 0 | 0 | 0 |  | 0 | 0 |  | TRUE | 0 | 0 | 0 | FALSE | +00 | +00 | TRUE | TRUE | FALSE | FALSE | 0 | 0 | TRUE | TRUE | FALSE | FALSE | 0 | 0 | #N/A | #N/A | #N/A | 0 | 0 | 0 | 0 | 0 | 0 | 0 | 0 | #N/A | 100000 | #N/A | 100000 | #N/A | 0 | #N/A | 0 | #N/A | 0.005307 | #N/A | 0.005307 | [22 empty] | 639 | #N/A | #N/A | #N/A | #N/A | #N/A | #N/A | 0 | #VALUE! | 639 | 0 | #N/A | 0 | N/A | 0 | N/A |  | 639 | 0 | #N/A | #N/A | #N/A | #N/A | 0 | 0
[6 empty] | 640 | [27 empty] | 0 | 0 | 0 | 0 |  | 0 | 0 |  | TRUE | 0 | 0 | 0 | FALSE | +00 | +00 | TRUE | TRUE | FALSE | FALSE | 0 | 0 | TRUE | TRUE | FALSE | FALSE | 0 | 0 | #N/A | #N/A | #N/A | 0 | 0 | 0 | 0 | 0 | 0 | 0 | 0 | #N/A | 100000 | #N/A | 100000 | #N/A | 0 | #N/A | 0 | #N/A | 0.005307 | #N/A | 0.005307 | [22 empty] | 640 | #N/A | #N/A | #N/A | #N/A | #N/A | #N/A | 0 | #VALUE! | 640 | 0 | #N/A | 0 | N/A | 0 | N/A |  | 640 | 0 | #N/A | #N/A | #N/A | #N/A | 0 | 0
[6 empty] | 641 | [27 empty] | 0 | 0 | 0 | 0 |  | 0 | 0 |  | TRUE | 0 | 0 | 0 | FALSE | +00 | +00 | TRUE | TRUE | FALSE | FALSE | 0 | 0 | TRUE | TRUE | FALSE | FALSE | 0 | 0 | #N/A | #N/A | #N/A | 0 | 0 | 0 | 0 | 0 | 0 | 0 | 0 | #N/A | 100000 | #N/A | 100000 | #N/A | 0 | #N/A | 0 | #N/A | 0.005307 | #N/A | 0.005307 | [22 empty] | 641 | #N/A | #N/A | #N/A | #N/A | #N/A | #N/A | 0 | #VALUE! | 641 | 0 | #N/A | 0 | N/A | 0 | N/A |  | 641 | 0 | #N/A | #N/A | #N/A | #N/A | 0 | 0
[6 empty] | 642 | [27 empty] | 0 | 0 | 0 | 0 |  | 0 | 0 |  | TRUE | 0 | 0 | 0 | FALSE | +00 | +00 | TRUE | TRUE | FALSE | FALSE | 0 | 0 | TRUE | TRUE | FALSE | FALSE | 0 | 0 | #N/A | #N/A | #N/A | 0 | 0 | 0 | 0 | 0 | 0 | 0 | 0 | #N/A | 100000 | #N/A | 100000 | #N/A | 0 | #N/A | 0 | #N/A | 0.005307 | #N/A | 0.005307 | [22 empty] | 642 | #N/A | #N/A | #N/A | #N/A | #N/A | #N/A | 0 | #VALUE! | 642 | 0 | #N/A | 0 | N/A | 0 | N/A |  | 642 | 0 | #N/A | #N/A | #N/A | #N/A | 0 | 0
[6 empty] | 643 | [27 empty] | 0 | 0 | 0 | 0 |  | 0 | 0 |  | TRUE | 0 | 0 | 0 | FALSE | +00 | +00 | TRUE | TRUE | FALSE | FALSE | 0 | 0 | TRUE | TRUE | FALSE | FALSE | 0 | 0 | #N/A | #N/A | #N/A | 0 | 0 | 0 | 0 | 0 | 0 | 0 | 0 | #N/A | 100000 | #N/A | 100000 | #N/A | 0 | #N/A | 0 | #N/A | 0.005307 | #N/A | 0.005307 | [22 empty] | 643 | #N/A | #N/A | #N/A | #N/A | #N/A | #N/A | 0 | #VALUE! | 643 | 0 | #N/A | 0 | N/A | 0 | N/A |  | 643 | 0 | #N/A | #N/A | #N/A | #N/A | 0 | 0
[6 empty] | 644 | [27 empty] | 0 | 0 | 0 | 0 |  | 0 | 0 |  | TRUE | 0 | 0 | 0 | FALSE | +00 | +00 | TRUE | TRUE | FALSE | FALSE | 0 | 0 | TRUE | TRUE | FALSE | FALSE | 0 | 0 | #N/A | #N/A | #N/A | 0 | 0 | 0 | 0 | 0 | 0 | 0 | 0 | #N/A | 100000 | #N/A | 100000 | #N/A | 0 | #N/A | 0 | #N/A | 0.005307 | #N/A | 0.005307 | [22 empty] | 644 | #N/A | #N/A | #N/A | #N/A | #N/A | #N/A | 0 | #VALUE! | 644 | 0 | #N/A | 0 | N/A | 0 | N/A |  | 644 | 0 | #N/A | #N/A | #N/A | #N/A | 0 | 0
[6 empty] | 645 | [27 empty] | 0 | 0 | 0 | 0 |  | 0 | 0 |  | TRUE | 0 | 0 | 0 | FALSE | +00 | +00 | TRUE | TRUE | FALSE | FALSE | 0 | 0 | TRUE | TRUE | FALSE | FALSE | 0 | 0 | #N/A | #N/A | #N/A | 0 | 0 | 0 | 0 | 0 | 0 | 0 | 0 | #N/A | 100000 | #N/A | 100000 | #N/A | 0 | #N/A | 0 | #N/A | 0.005307 | #N/A | 0.005307 | [22 empty] | 645 | #N/A | #N/A | #N/A | #N/A | #N/A | #N/A | 0 | #VALUE! | 645 | 0 | #N/A | 0 | N/A | 0 | N/A |  | 645 | 0 | #N/A | #N/A | #N/A | #N/A | 0 | 0
[6 empty] | 646 | [27 empty] | 0 | 0 | 0 | 0 |  | 0 | 0 |  | TRUE | 0 | 0 | 0 | FALSE | +00 | +00 | TRUE | TRUE | FALSE | FALSE | 0 | 0 | TRUE | TRUE | FALSE | FALSE | 0 | 0 | #N/A | #N/A | #N/A | 0 | 0 | 0 | 0 | 0 | 0 | 0 | 0 | #N/A | 100000 | #N/A | 100000 | #N/A | 0 | #N/A | 0 | #N/A | 0.005307 | #N/A | 0.005307 | [22 empty] | 646 | #N/A | #N/A | #N/A | #N/A | #N/A | #N/A | 0 | #VALUE! | 646 | 0 | #N/A | 0 | N/A | 0 | N/A |  | 646 | 0 | #N/A | #N/A | #N/A | #N/A | 0 | 0
[6 empty] | 647 | [27 empty] | 0 | 0 | 0 | 0 |  | 0 | 0 |  | TRUE | 0 | 0 | 0 | FALSE | +00 | +00 | TRUE | TRUE | FALSE | FALSE | 0 | 0 | TRUE | TRUE | FALSE | FALSE | 0 | 0 | #N/A | #N/A | #N/A | 0 | 0 | 0 | 0 | 0 | 0 | 0 | 0 | #N/A | 100000 | #N/A | 100000 | #N/A | 0 | #N/A | 0 | #N/A | 0.005307 | #N/A | 0.005307 | [22 empty] | 647 | #N/A | #N/A | #N/A | #N/A | #N/A | #N/A | 0 | #VALUE! | 647 | 0 | #N/A | 0 | N/A | 0 | N/A |  | 647 | 0 | #N/A | #N/A | #N/A | #N/A | 0 | 0
[6 empty] | 648 | [27 empty] | 0 | 0 | 0 | 0 |  | 0 | 0 |  | TRUE | 0 | 0 | 0 | FALSE | +00 | +00 | TRUE | TRUE | FALSE | FALSE | 0 | 0 | TRUE | TRUE | FALSE | FALSE | 0 | 0 | #N/A | #N/A | #N/A | 0 | 0 | 0 | 0 | 0 | 0 | 0 | 0 | #N/A | 100000 | #N/A | 100000 | #N/A | 0 | #N/A | 0 | #N/A | 0.005307 | #N/A | 0.005307 | [22 empty] | 648 | #N/A | #N/A | #N/A | #N/A | #N/A | #N/A | 0 | #VALUE! | 648 | 0 | #N/A | 0 | N/A | 0 | N/A |  | 648 | 0 | #N/A | #N/A | #N/A | #N/A | 0 | 0
[6 empty] | 649 | [27 empty] | 0 | 0 | 0 | 0 |  | 0 | 0 |  | TRUE | 0 | 0 | 0 | FALSE | +00 | +00 | TRUE | TRUE | FALSE | FALSE | 0 | 0 | TRUE | TRUE | FALSE | FALSE | 0 | 0 | #N/A | #N/A | #N/A | 0 | 0 | 0 | 0 | 0 | 0 | 0 | 0 | #N/A | 100000 | #N/A | 100000 | #N/A | 0 | #N/A | 0 | #N/A | 0.005307 | #N/A | 0.005307 | [22 empty] | 649 | #N/A | #N/A | #N/A | #N/A | #N/A | #N/A | 0 | #VALUE! | 649 | 0 | #N/A | 0 | N/A | 0 | N/A |  | 649 | 0 | #N/A | #N/A | #N/A | #N/A | 0 | 0
[6 empty] | 650 | [27 empty] | 0 | 0 | 0 | 0 |  | 0 | 0 |  | TRUE | 0 | 0 | 0 | FALSE | +00 | +00 | TRUE | TRUE | FALSE | FALSE | 0 | 0 | TRUE | TRUE | FALSE | FALSE | 0 | 0 | #N/A | #N/A | #N/A | 0 | 0 | 0 | 0 | 0 | 0 | 0 | 0 | #N/A | 100000 | #N/A | 100000 | #N/A | 0 | #N/A | 0 | #N/A | 0.005307 | #N/A | 0.005307 | [22 empty] | 650 | #N/A | #N/A | #N/A | #N/A | #N/A | #N/A | 0 | #VALUE! | 650 | 0 | #N/A | 0 | N/A | 0 | N/A |  | 650 | 0 | #N/A | #N/A | #N/A | #N/A | 0 | 0
[6 empty] | 651 | [27 empty] | 0 | 0 | 0 | 0 |  | 0 | 0 |  | TRUE | 0 | 0 | 0 | FALSE | +00 | +00 | TRUE | TRUE | FALSE | FALSE | 0 | 0 | TRUE | TRUE | FALSE | FALSE | 0 | 0 | #N/A | #N/A | #N/A | 0 | 0 | 0 | 0 | 0 | 0 | 0 | 0 | #N/A | 100000 | #N/A | 100000 | #N/A | 0 | #N/A | 0 | #N/A | 0.005307 | #N/A | 0.005307 | [22 empty] | 651 | #N/A | #N/A | #N/A | #N/A | #N/A | #N/A | 0 | #VALUE! | 651 | 0 | #N/A | 0 | N/A | 0 | N/A |  | 651 | 0 | #N/A | #N/A | #N/A | #N/A | 0 | 0
[6 empty] | 652 | [27 empty] | 0 | 0 | 0 | 0 |  | 0 | 0 |  | TRUE | 0 | 0 | 0 | FALSE | +00 | +00 | TRUE | TRUE | FALSE | FALSE | 0 | 0 | TRUE | TRUE | FALSE | FALSE | 0 | 0 | #N/A | #N/A | #N/A | 0 | 0 | 0 | 0 | 0 | 0 | 0 | 0 | #N/A | 100000 | #N/A | 100000 | #N/A | 0 | #N/A | 0 | #N/A | 0.005307 | #N/A | 0.005307 | [22 empty] | 652 | #N/A | #N/A | #N/A | #N/A | #N/A | #N/A | 0 | #VALUE! | 652 | 0 | #N/A | 0 | N/A | 0 | N/A |  | 652 | 0 | #N/A | #N/A | #N/A | #N/A | 0 | 0
[6 empty] | 653 | [27 empty] | 0 | 0 | 0 | 0 |  | 0 | 0 |  | TRUE | 0 | 0 | 0 | FALSE | +00 | +00 | TRUE | TRUE | FALSE | FALSE | 0 | 0 | TRUE | TRUE | FALSE | FALSE | 0 | 0 | #N/A | #N/A | #N/A | 0 | 0 | 0 | 0 | 0 | 0 | 0 | 0 | #N/A | 100000 | #N/A | 100000 | #N/A | 0 | #N/A | 0 | #N/A | 0.005307 | #N/A | 0.005307 | [22 empty] | 653 | #N/A | #N/A | #N/A | #N/A | #N/A | #N/A | 0 | #VALUE! | 653 | 0 | #N/A | 0 | N/A | 0 | N/A |  | 653 | 0 | #N/A | #N/A | #N/A | #N/A | 0 | 0
[6 empty] | 654 | [27 empty] | 0 | 0 | 0 | 0 |  | 0 | 0 |  | TRUE | 0 | 0 | 0 | FALSE | +00 | +00 | TRUE | TRUE | FALSE | FALSE | 0 | 0 | TRUE | TRUE | FALSE | FALSE | 0 | 0 | #N/A | #N/A | #N/A | 0 | 0 | 0 | 0 | 0 | 0 | 0 | 0 | #N/A | 100000 | #N/A | 100000 | #N/A | 0 | #N/A | 0 | #N/A | 0.005307 | #N/A | 0.005307 | [22 empty] | 654 | #N/A | #N/A | #N/A | #N/A | #N/A | #N/A | 0 | #VALUE! | 654 | 0 | #N/A | 0 | N/A | 0 | N/A |  | 654 | 0 | #N/A | #N/A | #N/A | #N/A | 0 | 0
[6 empty] | 655 | [27 empty] | 0 | 0 | 0 | 0 |  | 0 | 0 |  | TRUE | 0 | 0 | 0 | FALSE | +00 | +00 | TRUE | TRUE | FALSE | FALSE | 0 | 0 | TRUE | TRUE | FALSE | FALSE | 0 | 0 | #N/A | #N/A | #N/A | 0 | 0 | 0 | 0 | 0 | 0 | 0 | 0 | #N/A | 100000 | #N/A | 100000 | #N/A | 0 | #N/A | 0 | #N/A | 0.005307 | #N/A | 0.005307 | [22 empty] | 655 | #N/A | #N/A | #N/A | #N/A | #N/A | #N/A | 0 | #VALUE! | 655 | 0 | #N/A | 0 | N/A | 0 | N/A |  | 655 | 0 | #N/A | #N/A | #N/A | #N/A | 0 | 0
[6 empty] | 656 | [27 empty] | 0 | 0 | 0 | 0 |  | 0 | 0 |  | TRUE | 0 | 0 | 0 | FALSE | +00 | +00 | TRUE | TRUE | FALSE | FALSE | 0 | 0 | TRUE | TRUE | FALSE | FALSE | 0 | 0 | #N/A | #N/A | #N/A | 0 | 0 | 0 | 0 | 0 | 0 | 0 | 0 | #N/A | 100000 | #N/A | 100000 | #N/A | 0 | #N/A | 0 | #N/A | 0.005307 | #N/A | 0.005307 | [22 empty] | 656 | #N/A | #N/A | #N/A | #N/A | #N/A | #N/A | 0 | #VALUE! | 656 | 0 | #N/A | 0 | N/A | 0 | N/A |  | 656 | 0 | #N/A | #N/A | #N/A | #N/A | 0 | 0
[6 empty] | 657 | [27 empty] | 0 | 0 | 0 | 0 |  | 0 | 0 |  | TRUE | 0 | 0 | 0 | FALSE | +00 | +00 | TRUE | TRUE | FALSE | FALSE | 0 | 0 | TRUE | TRUE | FALSE | FALSE | 0 | 0 | #N/A | #N/A | #N/A | 0 | 0 | 0 | 0 | 0 | 0 | 0 | 0 | #N/A | 100000 | #N/A | 100000 | #N/A | 0 | #N/A | 0 | #N/A | 0.005307 | #N/A | 0.005307 | [22 empty] | 657 | #N/A | #N/A | #N/A | #N/A | #N/A | #N/A | 0 | #VALUE! | 657 | 0 | #N/A | 0 | N/A | 0 | N/A |  | 657 | 0 | #N/A | #N/A | #N/A | #N/A | 0 | 0
[6 empty] | 658 | [27 empty] | 0 | 0 | 0 | 0 |  | 0 | 0 |  | TRUE | 0 | 0 | 0 | FALSE | +00 | +00 | TRUE | TRUE | FALSE | FALSE | 0 | 0 | TRUE | TRUE | FALSE | FALSE | 0 | 0 | #N/A | #N/A | #N/A | 0 | 0 | 0 | 0 | 0 | 0 | 0 | 0 | #N/A | 100000 | #N/A | 100000 | #N/A | 0 | #N/A | 0 | #N/A | 0.005307 | #N/A | 0.005307 | [22 empty] | 658 | #N/A | #N/A | #N/A | #N/A | #N/A | #N/A | 0 | #VALUE! | 658 | 0 | #N/A | 0 | N/A | 0 | N/A |  | 658 | 0 | #N/A | #N/A | #N/A | #N/A | 0 | 0
[6 empty] | 659 | [27 empty] | 0 | 0 | 0 | 0 |  | 0 | 0 |  | TRUE | 0 | 0 | 0 | FALSE | +00 | +00 | TRUE | TRUE | FALSE | FALSE | 0 | 0 | TRUE | TRUE | FALSE | FALSE | 0 | 0 | #N/A | #N/A | #N/A | 0 | 0 | 0 | 0 | 0 | 0 | 0 | 0 | #N/A | 100000 | #N/A | 100000 | #N/A | 0 | #N/A | 0 | #N/A | 0.005307 | #N/A | 0.005307 | [22 empty] | 659 | #N/A | #N/A | #N/A | #N/A | #N/A | #N/A | 0 | #VALUE! | 659 | 0 | #N/A | 0 | N/A | 0 | N/A |  | 659 | 0 | #N/A | #N/A | #N/A | #N/A | 0 | 0
[6 empty] | 660 | [27 empty] | 0 | 0 | 0 | 0 |  | 0 | 0 |  | TRUE | 0 | 0 | 0 | FALSE | +00 | +00 | TRUE | TRUE | FALSE | FALSE | 0 | 0 | TRUE | TRUE | FALSE | FALSE | 0 | 0 | #N/A | #N/A | #N/A | 0 | 0 | 0 | 0 | 0 | 0 | 0 | 0 | #N/A | 100000 | #N/A | 100000 | #N/A | 0 | #N/A | 0 | #N/A | 0.005307 | #N/A | 0.005307 | [22 empty] | 660 | #N/A | #N/A | #N/A | #N/A | #N/A | #N/A | 0 | #VALUE! | 660 | 0 | #N/A | 0 | N/A | 0 | N/A |  | 660 | 0 | #N/A | #N/A | #N/A | #N/A | 0 | 0
[6 empty] | 661 | [27 empty] | 0 | 0 | 0 | 0 |  | 0 | 0 |  | TRUE | 0 | 0 | 0 | FALSE | +00 | +00 | TRUE | TRUE | FALSE | FALSE | 0 | 0 | TRUE | TRUE | FALSE | FALSE | 0 | 0 | #N/A | #N/A | #N/A | 0 | 0 | 0 | 0 | 0 | 0 | 0 | 0 | #N/A | 100000 | #N/A | 100000 | #N/A | 0 | #N/A | 0 | #N/A | 0.005307 | #N/A | 0.005307 | [22 empty] | 661 | #N/A | #N/A | #N/A | #N/A | #N/A | #N/A | 0 | #VALUE! | 661 | 0 | #N/A | 0 | N/A | 0 | N/A |  | 661 | 0 | #N/A | #N/A | #N/A | #N/A | 0 | 0
[6 empty] | 662 | [27 empty] | 0 | 0 | 0 | 0 |  | 0 | 0 |  | TRUE | 0 | 0 | 0 | FALSE | +00 | +00 | TRUE | TRUE | FALSE | FALSE | 0 | 0 | TRUE | TRUE | FALSE | FALSE | 0 | 0 | #N/A | #N/A | #N/A | 0 | 0 | 0 | 0 | 0 | 0 | 0 | 0 | #N/A | 100000 | #N/A | 100000 | #N/A | 0 | #N/A | 0 | #N/A | 0.005307 | #N/A | 0.005307 | [22 empty] | 662 | #N/A | #N/A | #N/A | #N/A | #N/A | #N/A | 0 | #VALUE! | 662 | 0 | #N/A | 0 | N/A | 0 | N/A |  | 662 | 0 | #N/A | #N/A | #N/A | #N/A | 0 | 0
[6 empty] | 663 | [27 empty] | 0 | 0 | 0 | 0 |  | 0 | 0 |  | TRUE | 0 | 0 | 0 | FALSE | +00 | +00 | TRUE | TRUE | FALSE | FALSE | 0 | 0 | TRUE | TRUE | FALSE | FALSE | 0 | 0 | #N/A | #N/A | #N/A | 0 | 0 | 0 | 0 | 0 | 0 | 0 | 0 | #N/A | 100000 | #N/A | 100000 | #N/A | 0 | #N/A | 0 | #N/A | 0.005307 | #N/A | 0.005307 | [22 empty] | 663 | #N/A | #N/A | #N/A | #N/A | #N/A | #N/A | 0 | #VALUE! | 663 | 0 | #N/A | 0 | N/A | 0 | N/A |  | 663 | 0 | #N/A | #N/A | #N/A | #N/A | 0 | 0
[6 empty] | 664 | [27 empty] | 0 | 0 | 0 | 0 |  | 0 | 0 |  | TRUE | 0 | 0 | 0 | FALSE | +00 | +00 | TRUE | TRUE | FALSE | FALSE | 0 | 0 | TRUE | TRUE | FALSE | FALSE | 0 | 0 | #N/A | #N/A | #N/A | 0 | 0 | 0 | 0 | 0 | 0 | 0 | 0 | #N/A | 100000 | #N/A | 100000 | #N/A | 0 | #N/A | 0 | #N/A | 0.005307 | #N/A | 0.005307 | [22 empty] | 664 | #N/A | #N/A | #N/A | #N/A | #N/A | #N/A | 0 | #VALUE! | 664 | 0 | #N/A | 0 | N/A | 0 | N/A |  | 664 | 0 | #N/A | #N/A | #N/A | #N/A | 0 | 0
[6 empty] | 665 | [27 empty] | 0 | 0 | 0 | 0 |  | 0 | 0 |  | TRUE | 0 | 0 | 0 | FALSE | +00 | +00 | TRUE | TRUE | FALSE | FALSE | 0 | 0 | TRUE | TRUE | FALSE | FALSE | 0 | 0 | #N/A | #N/A | #N/A | 0 | 0 | 0 | 0 | 0 | 0 | 0 | 0 | #N/A | 100000 | #N/A | 100000 | #N/A | 0 | #N/A | 0 | #N/A | 0.005307 | #N/A | 0.005307 | [22 empty] | 665 | #N/A | #N/A | #N/A | #N/A | #N/A | #N/A | 0 | #VALUE! | 665 | 0 | #N/A | 0 | N/A | 0 | N/A |  | 665 | 0 | #N/A | #N/A | #N/A | #N/A | 0 | 0
[6 empty] | 666 | [27 empty] | 0 | 0 | 0 | 0 |  | 0 | 0 |  | TRUE | 0 | 0 | 0 | FALSE | +00 | +00 | TRUE | TRUE | FALSE | FALSE | 0 | 0 | TRUE | TRUE | FALSE | FALSE | 0 | 0 | #N/A | #N/A | #N/A | 0 | 0 | 0 | 0 | 0 | 0 | 0 | 0 | #N/A | 100000 | #N/A | 100000 | #N/A | 0 | #N/A | 0 | #N/A | 0.005307 | #N/A | 0.005307 | [22 empty] | 666 | #N/A | #N/A | #N/A | #N/A | #N/A | #N/A | 0 | #VALUE! | 666 | 0 | #N/A | 0 | N/A | 0 | N/A |  | 666 | 0 | #N/A | #N/A | #N/A | #N/A | 0 | 0
[6 empty] | 667 | [27 empty] | 0 | 0 | 0 | 0 |  | 0 | 0 |  | TRUE | 0 | 0 | 0 | FALSE | +00 | +00 | TRUE | TRUE | FALSE | FALSE | 0 | 0 | TRUE | TRUE | FALSE | FALSE | 0 | 0 | #N/A | #N/A | #N/A | 0 | 0 | 0 | 0 | 0 | 0 | 0 | 0 | #N/A | 100000 | #N/A | 100000 | #N/A | 0 | #N/A | 0 | #N/A | 0.005307 | #N/A | 0.005307 | [22 empty] | 667 | #N/A | #N/A | #N/A | #N/A | #N/A | #N/A | 0 | #VALUE! | 667 | 0 | #N/A | 0 | N/A | 0 | N/A |  | 667 | 0 | #N/A | #N/A | #N/A | #N/A | 0 | 0
[6 empty] | 668 | [27 empty] | 0 | 0 | 0 | 0 |  | 0 | 0 |  | TRUE | 0 | 0 | 0 | FALSE | +00 | +00 | TRUE | TRUE | FALSE | FALSE | 0 | 0 | TRUE | TRUE | FALSE | FALSE | 0 | 0 | #N/A | #N/A | #N/A | 0 | 0 | 0 | 0 | 0 | 0 | 0 | 0 | #N/A | 100000 | #N/A | 100000 | #N/A | 0 | #N/A | 0 | #N/A | 0.005307 | #N/A | 0.005307 | [22 empty] | 668 | #N/A | #N/A | #N/A | #N/A | #N/A | #N/A | 0 | #VALUE! | 668 | 0 | #N/A | 0 | N/A | 0 | N/A |  | 668 | 0 | #N/A | #N/A | #N/A | #N/A | 0 | 0
[6 empty] | 669 | [27 empty] | 0 | 0 | 0 | 0 |  | 0 | 0 |  | TRUE | 0 | 0 | 0 | FALSE | +00 | +00 | TRUE | TRUE | FALSE | FALSE | 0 | 0 | TRUE | TRUE | FALSE | FALSE | 0 | 0 | #N/A | #N/A | #N/A | 0 | 0 | 0 | 0 | 0 | 0 | 0 | 0 | #N/A | 100000 | #N/A | 100000 | #N/A | 0 | #N/A | 0 | #N/A | 0.005307 | #N/A | 0.005307 | [22 empty] | 669 | #N/A | #N/A | #N/A | #N/A | #N/A | #N/A | 0 | #VALUE! | 669 | 0 | #N/A | 0 | N/A | 0 | N/A |  | 669 | 0 | #N/A | #N/A | #N/A | #N/A | 0 | 0
[6 empty] | 670 | [27 empty] | 0 | 0 | 0 | 0 |  | 0 | 0 |  | TRUE | 0 | 0 | 0 | FALSE | +00 | +00 | TRUE | TRUE | FALSE | FALSE | 0 | 0 | TRUE | TRUE | FALSE | FALSE | 0 | 0 | #N/A | #N/A | #N/A | 0 | 0 | 0 | 0 | 0 | 0 | 0 | 0 | #N/A | 100000 | #N/A | 100000 | #N/A | 0 | #N/A | 0 | #N/A | 0.005307 | #N/A | 0.005307 | [22 empty] | 670 | #N/A | #N/A | #N/A | #N/A | #N/A | #N/A | 0 | #VALUE! | 670 | 0 | #N/A | 0 | N/A | 0 | N/A |  | 670 | 0 | #N/A | #N/A | #N/A | #N/A | 0 | 0
[6 empty] | 671 | [27 empty] | 0 | 0 | 0 | 0 |  | 0 | 0 |  | TRUE | 0 | 0 | 0 | FALSE | +00 | +00 | TRUE | TRUE | FALSE | FALSE | 0 | 0 | TRUE | TRUE | FALSE | FALSE | 0 | 0 | #N/A | #N/A | #N/A | 0 | 0 | 0 | 0 | 0 | 0 | 0 | 0 | #N/A | 100000 | #N/A | 100000 | #N/A | 0 | #N/A | 0 | #N/A | 0.005307 | #N/A | 0.005307 | [22 empty] | 671 | #N/A | #N/A | #N/A | #N/A | #N/A | #N/A | 0 | #VALUE! | 671 | 0 | #N/A | 0 | N/A | 0 | N/A |  | 671 | 0 | #N/A | #N/A | #N/A | #N/A | 0 | 0
[6 empty] | 672 | [27 empty] | 0 | 0 | 0 | 0 |  | 0 | 0 |  | TRUE | 0 | 0 | 0 | FALSE | +00 | +00 | TRUE | TRUE | FALSE | FALSE | 0 | 0 | TRUE | TRUE | FALSE | FALSE | 0 | 0 | #N/A | #N/A | #N/A | 0 | 0 | 0 | 0 | 0 | 0 | 0 | 0 | #N/A | 100000 | #N/A | 100000 | #N/A | 0 | #N/A | 0 | #N/A | 0.005307 | #N/A | 0.005307 | [22 empty] | 672 | #N/A | #N/A | #N/A | #N/A | #N/A | #N/A | 0 | #VALUE! | 672 | 0 | #N/A | 0 | N/A | 0 | N/A |  | 672 | 0 | #N/A | #N/A | #N/A | #N/A | 0 | 0
[6 empty] | 673 | [27 empty] | 0 | 0 | 0 | 0 |  | 0 | 0 |  | TRUE | 0 | 0 | 0 | FALSE | +00 | +00 | TRUE | TRUE | FALSE | FALSE | 0 | 0 | TRUE | TRUE | FALSE | FALSE | 0 | 0 | #N/A | #N/A | #N/A | 0 | 0 | 0 | 0 | 0 | 0 | 0 | 0 | #N/A | 100000 | #N/A | 100000 | #N/A | 0 | #N/A | 0 | #N/A | 0.005307 | #N/A | 0.005307 | [22 empty] | 673 | #N/A | #N/A | #N/A | #N/A | #N/A | #N/A | 0 | #VALUE! | 673 | 0 | #N/A | 0 | N/A | 0 | N/A |  | 673 | 0 | #N/A | #N/A | #N/A | #N/A | 0 | 0
[6 empty] | 674 | [27 empty] | 0 | 0 | 0 | 0 |  | 0 | 0 |  | TRUE | 0 | 0 | 0 | FALSE | +00 | +00 | TRUE | TRUE | FALSE | FALSE | 0 | 0 | TRUE | TRUE | FALSE | FALSE | 0 | 0 | #N/A | #N/A | #N/A | 0 | 0 | 0 | 0 | 0 | 0 | 0 | 0 | #N/A | 100000 | #N/A | 100000 | #N/A | 0 | #N/A | 0 | #N/A | 0.005307 | #N/A | 0.005307 | [22 empty] | 674 | #N/A | #N/A | #N/A | #N/A | #N/A | #N/A | 0 | #VALUE! | 674 | 0 | #N/A | 0 | N/A | 0 | N/A |  | 674 | 0 | #N/A | #N/A | #N/A | #N/A | 0 | 0
[6 empty] | 675 | [27 empty] | 0 | 0 | 0 | 0 |  | 0 | 0 |  | TRUE | 0 | 0 | 0 | FALSE | +00 | +00 | TRUE | TRUE | FALSE | FALSE | 0 | 0 | TRUE | TRUE | FALSE | FALSE | 0 | 0 | #N/A | #N/A | #N/A | 0 | 0 | 0 | 0 | 0 | 0 | 0 | 0 | #N/A | 100000 | #N/A | 100000 | #N/A | 0 | #N/A | 0 | #N/A | 0.005307 | #N/A | 0.005307 | [22 empty] | 675 | #N/A | #N/A | #N/A | #N/A | #N/A | #N/A | 0 | #VALUE! | 675 | 0 | #N/A | 0 | N/A | 0 | N/A |  | 675 | 0 | #N/A | #N/A | #N/A | #N/A | 0 | 0
[6 empty] | 676 | [27 empty] | 0 | 0 | 0 | 0 |  | 0 | 0 |  | TRUE | 0 | 0 | 0 | FALSE | +00 | +00 | TRUE | TRUE | FALSE | FALSE | 0 | 0 | TRUE | TRUE | FALSE | FALSE | 0 | 0 | #N/A | #N/A | #N/A | 0 | 0 | 0 | 0 | 0 | 0 | 0 | 0 | #N/A | 100000 | #N/A | 100000 | #N/A | 0 | #N/A | 0 | #N/A | 0.005307 | #N/A | 0.005307 | [22 empty] | 676 | #N/A | #N/A | #N/A | #N/A | #N/A | #N/A | 0 | #VALUE! | 676 | 0 | #N/A | 0 | N/A | 0 | N/A |  | 676 | 0 | #N/A | #N/A | #N/A | #N/A | 0 | 0
[6 empty] | 677 | [27 empty] | 0 | 0 | 0 | 0 |  | 0 | 0 |  | TRUE | 0 | 0 | 0 | FALSE | +00 | +00 | TRUE | TRUE | FALSE | FALSE | 0 | 0 | TRUE | TRUE | FALSE | FALSE | 0 | 0 | #N/A | #N/A | #N/A | 0 | 0 | 0 | 0 | 0 | 0 | 0 | 0 | #N/A | 100000 | #N/A | 100000 | #N/A | 0 | #N/A | 0 | #N/A | 0.005307 | #N/A | 0.005307 | [22 empty] | 677 | #N/A | #N/A | #N/A | #N/A | #N/A | #N/A | 0 | #VALUE! | 677 | 0 | #N/A | 0 | N/A | 0 | N/A |  | 677 | 0 | #N/A | #N/A | #N/A | #N/A | 0 | 0
[6 empty] | 678 | [27 empty] | 0 | 0 | 0 | 0 |  | 0 | 0 |  | TRUE | 0 | 0 | 0 | FALSE | +00 | +00 | TRUE | TRUE | FALSE | FALSE | 0 | 0 | TRUE | TRUE | FALSE | FALSE | 0 | 0 | #N/A | #N/A | #N/A | 0 | 0 | 0 | 0 | 0 | 0 | 0 | 0 | #N/A | 100000 | #N/A | 100000 | #N/A | 0 | #N/A | 0 | #N/A | 0.005307 | #N/A | 0.005307 | [22 empty] | 678 | #N/A | #N/A | #N/A | #N/A | #N/A | #N/A | 0 | #VALUE! | 678 | 0 | #N/A | 0 | N/A | 0 | N/A |  | 678 | 0 | #N/A | #N/A | #N/A | #N/A | 0 | 0
[6 empty] | 679 | [27 empty] | 0 | 0 | 0 | 0 |  | 0 | 0 |  | TRUE | 0 | 0 | 0 | FALSE | +00 | +00 | TRUE | TRUE | FALSE | FALSE | 0 | 0 | TRUE | TRUE | FALSE | FALSE | 0 | 0 | #N/A | #N/A | #N/A | 0 | 0 | 0 | 0 | 0 | 0 | 0 | 0 | #N/A | 100000 | #N/A | 100000 | #N/A | 0 | #N/A | 0 | #N/A | 0.005307 | #N/A | 0.005307 | [22 empty] | 679 | #N/A | #N/A | #N/A | #N/A | #N/A | #N/A | 0 | #VALUE! | 679 | 0 | #N/A | 0 | N/A | 0 | N/A |  | 679 | 0 | #N/A | #N/A | #N/A | #N/A | 0 | 0
[6 empty] | 680 | [27 empty] | 0 | 0 | 0 | 0 |  | 0 | 0 |  | TRUE | 0 | 0 | 0 | FALSE | +00 | +00 | TRUE | TRUE | FALSE | FALSE | 0 | 0 | TRUE | TRUE | FALSE | FALSE | 0 | 0 | #N/A | #N/A | #N/A | 0 | 0 | 0 | 0 | 0 | 0 | 0 | 0 | #N/A | 100000 | #N/A | 100000 | #N/A | 0 | #N/A | 0 | #N/A | 0.005307 | #N/A | 0.005307 | [22 empty] | 680 | #N/A | #N/A | #N/A | #N/A | #N/A | #N/A | 0 | #VALUE! | 680 | 0 | #N/A | 0 | N/A | 0 | N/A |  | 680 | 0 | #N/A | #N/A | #N/A | #N/A | 0 | 0
[6 empty] | 681 | [27 empty] | 0 | 0 | 0 | 0 |  | 0 | 0 |  | TRUE | 0 | 0 | 0 | FALSE | +00 | +00 | TRUE | TRUE | FALSE | FALSE | 0 | 0 | TRUE | TRUE | FALSE | FALSE | 0 | 0 | #N/A | #N/A | #N/A | 0 | 0 | 0 | 0 | 0 | 0 | 0 | 0 | #N/A | 100000 | #N/A | 100000 | #N/A | 0 | #N/A | 0 | #N/A | 0.005307 | #N/A | 0.005307 | [22 empty] | 681 | #N/A | #N/A | #N/A | #N/A | #N/A | #N/A | 0 | #VALUE! | 681 | 0 | #N/A | 0 | N/A | 0 | N/A |  | 681 | 0 | #N/A | #N/A | #N/A | #N/A | 0 | 0
[6 empty] | 682 | [27 empty] | 0 | 0 | 0 | 0 |  | 0 | 0 |  | TRUE | 0 | 0 | 0 | FALSE | +00 | +00 | TRUE | TRUE | FALSE | FALSE | 0 | 0 | TRUE | TRUE | FALSE | FALSE | 0 | 0 | #N/A | #N/A | #N/A | 0 | 0 | 0 | 0 | 0 | 0 | 0 | 0 | #N/A | 100000 | #N/A | 100000 | #N/A | 0 | #N/A | 0 | #N/A | 0.005307 | #N/A | 0.005307 | [22 empty] | 682 | #N/A | #N/A | #N/A | #N/A | #N/A | #N/A | 0 | #VALUE! | 682 | 0 | #N/A | 0 | N/A | 0 | N/A |  | 682 | 0 | #N/A | #N/A | #N/A | #N/A | 0 | 0
[6 empty] | 683 | [27 empty] | 0 | 0 | 0 | 0 |  | 0 | 0 |  | TRUE | 0 | 0 | 0 | FALSE | +00 | +00 | TRUE | TRUE | FALSE | FALSE | 0 | 0 | TRUE | TRUE | FALSE | FALSE | 0 | 0 | #N/A | #N/A | #N/A | 0 | 0 | 0 | 0 | 0 | 0 | 0 | 0 | #N/A | 100000 | #N/A | 100000 | #N/A | 0 | #N/A | 0 | #N/A | 0.005307 | #N/A | 0.005307 | [22 empty] | 683 | #N/A | #N/A | #N/A | #N/A | #N/A | #N/A | 0 | #VALUE! | 683 | 0 | #N/A | 0 | N/A | 0 | N/A |  | 683 | 0 | #N/A | #N/A | #N/A | #N/A | 0 | 0
[6 empty] | 684 | [27 empty] | 0 | 0 | 0 | 0 |  | 0 | 0 |  | TRUE | 0 | 0 | 0 | FALSE | +00 | +00 | TRUE | TRUE | FALSE | FALSE | 0 | 0 | TRUE | TRUE | FALSE | FALSE | 0 | 0 | #N/A | #N/A | #N/A | 0 | 0 | 0 | 0 | 0 | 0 | 0 | 0 | #N/A | 100000 | #N/A | 100000 | #N/A | 0 | #N/A | 0 | #N/A | 0.005307 | #N/A | 0.005307 | [22 empty] | 684 | #N/A | #N/A | #N/A | #N/A | #N/A | #N/A | 0 | #VALUE! | 684 | 0 | #N/A | 0 | N/A | 0 | N/A |  | 684 | 0 | #N/A | #N/A | #N/A | #N/A | 0 | 0
[6 empty] | 685 | [27 empty] | 0 | 0 | 0 | 0 |  | 0 | 0 |  | TRUE | 0 | 0 | 0 | FALSE | +00 | +00 | TRUE | TRUE | FALSE | FALSE | 0 | 0 | TRUE | TRUE | FALSE | FALSE | 0 | 0 | #N/A | #N/A | #N/A | 0 | 0 | 0 | 0 | 0 | 0 | 0 | 0 | #N/A | 100000 | #N/A | 100000 | #N/A | 0 | #N/A | 0 | #N/A | 0.005307 | #N/A | 0.005307 | [22 empty] | 685 | #N/A | #N/A | #N/A | #N/A | #N/A | #N/A | 0 | #VALUE! | 685 | 0 | #N/A | 0 | N/A | 0 | N/A |  | 685 | 0 | #N/A | #N/A | #N/A | #N/A | 0 | 0
[6 empty] | 686 | [27 empty] | 0 | 0 | 0 | 0 |  | 0 | 0 |  | TRUE | 0 | 0 | 0 | FALSE | +00 | +00 | TRUE | TRUE | FALSE | FALSE | 0 | 0 | TRUE | TRUE | FALSE | FALSE | 0 | 0 | #N/A | #N/A | #N/A | 0 | 0 | 0 | 0 | 0 | 0 | 0 | 0 | #N/A | 100000 | #N/A | 100000 | #N/A | 0 | #N/A | 0 | #N/A | 0.005307 | #N/A | 0.005307 | [22 empty] | 686 | #N/A | #N/A | #N/A | #N/A | #N/A | #N/A | 0 | #VALUE! | 686 | 0 | #N/A | 0 | N/A | 0 | N/A |  | 686 | 0 | #N/A | #N/A | #N/A | #N/A | 0 | 0
[6 empty] | 687 | [27 empty] | 0 | 0 | 0 | 0 |  | 0 | 0 |  | TRUE | 0 | 0 | 0 | FALSE | +00 | +00 | TRUE | TRUE | FALSE | FALSE | 0 | 0 | TRUE | TRUE | FALSE | FALSE | 0 | 0 | #N/A | #N/A | #N/A | 0 | 0 | 0 | 0 | 0 | 0 | 0 | 0 | #N/A | 100000 | #N/A | 100000 | #N/A | 0 | #N/A | 0 | #N/A | 0.005307 | #N/A | 0.005307 | [22 empty] | 687 | #N/A | #N/A | #N/A | #N/A | #N/A | #N/A | 0 | #VALUE! | 687 | 0 | #N/A | 0 | N/A | 0 | N/A |  | 687 | 0 | #N/A | #N/A | #N/A | #N/A | 0 | 0
[6 empty] | 688 | [27 empty] | 0 | 0 | 0 | 0 |  | 0 | 0 |  | TRUE | 0 | 0 | 0 | FALSE | +00 | +00 | TRUE | TRUE | FALSE | FALSE | 0 | 0 | TRUE | TRUE | FALSE | FALSE | 0 | 0 | #N/A | #N/A | #N/A | 0 | 0 | 0 | 0 | 0 | 0 | 0 | 0 | #N/A | 100000 | #N/A | 100000 | #N/A | 0 | #N/A | 0 | #N/A | 0.005307 | #N/A | 0.005307 | [22 empty] | 688 | #N/A | #N/A | #N/A | #N/A | #N/A | #N/A | 0 | #VALUE! | 688 | 0 | #N/A | 0 | N/A | 0 | N/A |  | 688 | 0 | #N/A | #N/A | #N/A | #N/A | 0 | 0
[6 empty] | 689 | [27 empty] | 0 | 0 | 0 | 0 |  | 0 | 0 |  | TRUE | 0 | 0 | 0 | FALSE | +00 | +00 | TRUE | TRUE | FALSE | FALSE | 0 | 0 | TRUE | TRUE | FALSE | FALSE | 0 | 0 | #N/A | #N/A | #N/A | 0 | 0 | 0 | 0 | 0 | 0 | 0 | 0 | #N/A | 100000 | #N/A | 100000 | #N/A | 0 | #N/A | 0 | #N/A | 0.005307 | #N/A | 0.005307 | [22 empty] | 689 | #N/A | #N/A | #N/A | #N/A | #N/A | #N/A | 0 | #VALUE! | 689 | 0 | #N/A | 0 | N/A | 0 | N/A |  | 689 | 0 | #N/A | #N/A | #N/A | #N/A | 0 | 0
[6 empty] | 690 | [27 empty] | 0 | 0 | 0 | 0 |  | 0 | 0 |  | TRUE | 0 | 0 | 0 | FALSE | +00 | +00 | TRUE | TRUE | FALSE | FALSE | 0 | 0 | TRUE | TRUE | FALSE | FALSE | 0 | 0 | #N/A | #N/A | #N/A | 0 | 0 | 0 | 0 | 0 | 0 | 0 | 0 | #N/A | 100000 | #N/A | 100000 | #N/A | 0 | #N/A | 0 | #N/A | 0.005307 | #N/A | 0.005307 | [22 empty] | 690 | #N/A | #N/A | #N/A | #N/A | #N/A | #N/A | 0 | #VALUE! | 690 | 0 | #N/A | 0 | N/A | 0 | N/A |  | 690 | 0 | #N/A | #N/A | #N/A | #N/A | 0 | 0
[6 empty] | 691 | [27 empty] | 0 | 0 | 0 | 0 |  | 0 | 0 |  | TRUE | 0 | 0 | 0 | FALSE | +00 | +00 | TRUE | TRUE | FALSE | FALSE | 0 | 0 | TRUE | TRUE | FALSE | FALSE | 0 | 0 | #N/A | #N/A | #N/A | 0 | 0 | 0 | 0 | 0 | 0 | 0 | 0 | #N/A | 100000 | #N/A | 100000 | #N/A | 0 | #N/A | 0 | #N/A | 0.005307 | #N/A | 0.005307 | [22 empty] | 691 | #N/A | #N/A | #N/A | #N/A | #N/A | #N/A | 0 | #VALUE! | 691 | 0 | #N/A | 0 | N/A | 0 | N/A |  | 691 | 0 | #N/A | #N/A | #N/A | #N/A | 0 | 0
[6 empty] | 692 | [27 empty] | 0 | 0 | 0 | 0 |  | 0 | 0 |  | TRUE | 0 | 0 | 0 | FALSE | +00 | +00 | TRUE | TRUE | FALSE | FALSE | 0 | 0 | TRUE | TRUE | FALSE | FALSE | 0 | 0 | #N/A | #N/A | #N/A | 0 | 0 | 0 | 0 | 0 | 0 | 0 | 0 | #N/A | 100000 | #N/A | 100000 | #N/A | 0 | #N/A | 0 | #N/A | 0.005307 | #N/A | 0.005307 | [22 empty] | 692 | #N/A | #N/A | #N/A | #N/A | #N/A | #N/A | 0 | #VALUE! | 692 | 0 | #N/A | 0 | N/A | 0 | N/A |  | 692 | 0 | #N/A | #N/A | #N/A | #N/A | 0 | 0
[6 empty] | 693 | [27 empty] | 0 | 0 | 0 | 0 |  | 0 | 0 |  | TRUE | 0 | 0 | 0 | FALSE | +00 | +00 | TRUE | TRUE | FALSE | FALSE | 0 | 0 | TRUE | TRUE | FALSE | FALSE | 0 | 0 | #N/A | #N/A | #N/A | 0 | 0 | 0 | 0 | 0 | 0 | 0 | 0 | #N/A | 100000 | #N/A | 100000 | #N/A | 0 | #N/A | 0 | #N/A | 0.005307 | #N/A | 0.005307 | [22 empty] | 693 | #N/A | #N/A | #N/A | #N/A | #N/A | #N/A | 0 | #VALUE! | 693 | 0 | #N/A | 0 | N/A | 0 | N/A |  | 693 | 0 | #N/A | #N/A | #N/A | #N/A | 0 | 0
[6 empty] | 694 | [27 empty] | 0 | 0 | 0 | 0 |  | 0 | 0 |  | TRUE | 0 | 0 | 0 | FALSE | +00 | +00 | TRUE | TRUE | FALSE | FALSE | 0 | 0 | TRUE | TRUE | FALSE | FALSE | 0 | 0 | #N/A | #N/A | #N/A | 0 | 0 | 0 | 0 | 0 | 0 | 0 | 0 | #N/A | 100000 | #N/A | 100000 | #N/A | 0 | #N/A | 0 | #N/A | 0.005307 | #N/A | 0.005307 | [22 empty] | 694 | #N/A | #N/A | #N/A | #N/A | #N/A | #N/A | 0 | #VALUE! | 694 | 0 | #N/A | 0 | N/A | 0 | N/A |  | 694 | 0 | #N/A | #N/A | #N/A | #N/A | 0 | 0
[6 empty] | 695 | [27 empty] | 0 | 0 | 0 | 0 |  | 0 | 0 |  | TRUE | 0 | 0 | 0 | FALSE | +00 | +00 | TRUE | TRUE | FALSE | FALSE | 0 | 0 | TRUE | TRUE | FALSE | FALSE | 0 | 0 | #N/A | #N/A | #N/A | 0 | 0 | 0 | 0 | 0 | 0 | 0 | 0 | #N/A | 100000 | #N/A | 100000 | #N/A | 0 | #N/A | 0 | #N/A | 0.005307 | #N/A | 0.005307 | [22 empty] | 695 | #N/A | #N/A | #N/A | #N/A | #N/A | #N/A | 0 | #VALUE! | 695 | 0 | #N/A | 0 | N/A | 0 | N/A |  | 695 | 0 | #N/A | #N/A | #N/A | #N/A | 0 | 0
[6 empty] | 696 | [27 empty] | 0 | 0 | 0 | 0 |  | 0 | 0 |  | TRUE | 0 | 0 | 0 | FALSE | +00 | +00 | TRUE | TRUE | FALSE | FALSE | 0 | 0 | TRUE | TRUE | FALSE | FALSE | 0 | 0 | #N/A | #N/A | #N/A | 0 | 0 | 0 | 0 | 0 | 0 | 0 | 0 | #N/A | 100000 | #N/A | 100000 | #N/A | 0 | #N/A | 0 | #N/A | 0.005307 | #N/A | 0.005307 | [22 empty] | 696 | #N/A | #N/A | #N/A | #N/A | #N/A | #N/A | 0 | #VALUE! | 696 | 0 | #N/A | 0 | N/A | 0 | N/A |  | 696 | 0 | #N/A | #N/A | #N/A | #N/A | 0 | 0
[6 empty] | 697 | [27 empty] | 0 | 0 | 0 | 0 |  | 0 | 0 |  | TRUE | 0 | 0 | 0 | FALSE | +00 | +00 | TRUE | TRUE | FALSE | FALSE | 0 | 0 | TRUE | TRUE | FALSE | FALSE | 0 | 0 | #N/A | #N/A | #N/A | 0 | 0 | 0 | 0 | 0 | 0 | 0 | 0 | #N/A | 100000 | #N/A | 100000 | #N/A | 0 | #N/A | 0 | #N/A | 0.005307 | #N/A | 0.005307 | [22 empty] | 697 | #N/A | #N/A | #N/A | #N/A | #N/A | #N/A | 0 | #VALUE! | 697 | 0 | #N/A | 0 | N/A | 0 | N/A |  | 697 | 0 | #N/A | #N/A | #N/A | #N/A | 0 | 0
[6 empty] | 698 | [27 empty] | 0 | 0 | 0 | 0 |  | 0 | 0 |  | TRUE | 0 | 0 | 0 | FALSE | +00 | +00 | TRUE | TRUE | FALSE | FALSE | 0 | 0 | TRUE | TRUE | FALSE | FALSE | 0 | 0 | #N/A | #N/A | #N/A | 0 | 0 | 0 | 0 | 0 | 0 | 0 | 0 | #N/A | 100000 | #N/A | 100000 | #N/A | 0 | #N/A | 0 | #N/A | 0.005307 | #N/A | 0.005307 | [22 empty] | 698 | #N/A | #N/A | #N/A | #N/A | #N/A | #N/A | 0 | #VALUE! | 698 | 0 | #N/A | 0 | N/A | 0 | N/A |  | 698 | 0 | #N/A | #N/A | #N/A | #N/A | 0 | 0
[6 empty] | 699 | [27 empty] | 0 | 0 | 0 | 0 |  | 0 | 0 |  | TRUE | 0 | 0 | 0 | FALSE | +00 | +00 | TRUE | TRUE | FALSE | FALSE | 0 | 0 | TRUE | TRUE | FALSE | FALSE | 0 | 0 | #N/A | #N/A | #N/A | 0 | 0 | 0 | 0 | 0 | 0 | 0 | 0 | #N/A | 100000 | #N/A | 100000 | #N/A | 0 | #N/A | 0 | #N/A | 0.005307 | #N/A | 0.005307 | [22 empty] | 699 | #N/A | #N/A | #N/A | #N/A | #N/A | #N/A | 0 | #VALUE! | 699 | 0 | #N/A | 0 | N/A | 0 | N/A |  | 699 | 0 | #N/A | #N/A | #N/A | #N/A | 0 | 0
[6 empty] | 700 | [27 empty] | 0 | 0 | 0 | 0 |  | 0 | 0 |  | TRUE | 0 | 0 | 0 | FALSE | +00 | +00 | TRUE | TRUE | FALSE | FALSE | 0 | 0 | TRUE | TRUE | FALSE | FALSE | 0 | 0 | #N/A | #N/A | #N/A | 0 | 0 | 0 | 0 | 0 | 0 | 0 | 0 | #N/A | 100000 | #N/A | 100000 | #N/A | 0 | #N/A | 0 | #N/A | 0.005307 | #N/A | 0.005307 | [22 empty] | 700 | #N/A | #N/A | #N/A | #N/A | #N/A | #N/A | 0 | #VALUE! | 700 | 0 | #N/A | 0 | N/A | 0 | N/A |  | 700 | 0 | #N/A | #N/A | #N/A | #N/A | 0 | 0
[6 empty] | 701 | [27 empty] | 0 | 0 | 0 | 0 |  | 0 | 0 |  | TRUE | 0 | 0 | 0 | FALSE | +00 | +00 | TRUE | TRUE | FALSE | FALSE | 0 | 0 | TRUE | TRUE | FALSE | FALSE | 0 | 0 | #N/A | #N/A | #N/A | 0 | 0 | 0 | 0 | 0 | 0 | 0 | 0 | #N/A | 100000 | #N/A | 100000 | #N/A | 0 | #N/A | 0 | #N/A | 0.005307 | #N/A | 0.005307 | [22 empty] | 701 | #N/A | #N/A | #N/A | #N/A | #N/A | #N/A | 0 | #VALUE! | 701 | 0 | #N/A | 0 | N/A | 0 | N/A |  | 701 | 0 | #N/A | #N/A | #N/A | #N/A | 0 | 0
[6 empty] | 702 | [27 empty] | 0 | 0 | 0 | 0 |  | 0 | 0 |  | TRUE | 0 | 0 | 0 | FALSE | +00 | +00 | TRUE | TRUE | FALSE | FALSE | 0 | 0 | TRUE | TRUE | FALSE | FALSE | 0 | 0 | #N/A | #N/A | #N/A | 0 | 0 | 0 | 0 | 0 | 0 | 0 | 0 | #N/A | 100000 | #N/A | 100000 | #N/A | 0 | #N/A | 0 | #N/A | 0.005307 | #N/A | 0.005307 | [22 empty] | 702 | #N/A | #N/A | #N/A | #N/A | #N/A | #N/A | 0 | #VALUE! | 702 | 0 | #N/A | 0 | N/A | 0 | N/A |  | 702 | 0 | #N/A | #N/A | #N/A | #N/A | 0 | 0
[6 empty] | 703 | [27 empty] | 0 | 0 | 0 | 0 |  | 0 | 0 |  | TRUE | 0 | 0 | 0 | FALSE | +00 | +00 | TRUE | TRUE | FALSE | FALSE | 0 | 0 | TRUE | TRUE | FALSE | FALSE | 0 | 0 | #N/A | #N/A | #N/A | 0 | 0 | 0 | 0 | 0 | 0 | 0 | 0 | #N/A | 100000 | #N/A | 100000 | #N/A | 0 | #N/A | 0 | #N/A | 0.005307 | #N/A | 0.005307 | [22 empty] | 703 | #N/A | #N/A | #N/A | #N/A | #N/A | #N/A | 0 | #VALUE! | 703 | 0 | #N/A | 0 | N/A | 0 | N/A |  | 703 | 0 | #N/A | #N/A | #N/A | #N/A | 0 | 0
[6 empty] | 704 | [27 empty] | 0 | 0 | 0 | 0 |  | 0 | 0 |  | TRUE | 0 | 0 | 0 | FALSE | +00 | +00 | TRUE | TRUE | FALSE | FALSE | 0 | 0 | TRUE | TRUE | FALSE | FALSE | 0 | 0 | #N/A | #N/A | #N/A | 0 | 0 | 0 | 0 | 0 | 0 | 0 | 0 | #N/A | 100000 | #N/A | 100000 | #N/A | 0 | #N/A | 0 | #N/A | 0.005307 | #N/A | 0.005307 | [22 empty] | 704 | #N/A | #N/A | #N/A | #N/A | #N/A | #N/A | 0 | #VALUE! | 704 | 0 | #N/A | 0 | N/A | 0 | N/A |  | 704 | 0 | #N/A | #N/A | #N/A | #N/A | 0 | 0
[6 empty] | 705 | [27 empty] | 0 | 0 | 0 | 0 |  | 0 | 0 |  | TRUE | 0 | 0 | 0 | FALSE | +00 | +00 | TRUE | TRUE | FALSE | FALSE | 0 | 0 | TRUE | TRUE | FALSE | FALSE | 0 | 0 | #N/A | #N/A | #N/A | 0 | 0 | 0 | 0 | 0 | 0 | 0 | 0 | #N/A | 100000 | #N/A | 100000 | #N/A | 0 | #N/A | 0 | #N/A | 0.005307 | #N/A | 0.005307 | [22 empty] | 705 | #N/A | #N/A | #N/A | #N/A | #N/A | #N/A | 0 | #VALUE! | 705 | 0 | #N/A | 0 | N/A | 0 | N/A |  | 705 | 0 | #N/A | #N/A | #N/A | #N/A | 0 | 0
[6 empty] | 706 | [27 empty] | 0 | 0 | 0 | 0 |  | 0 | 0 |  | TRUE | 0 | 0 | 0 | FALSE | +00 | +00 | TRUE | TRUE | FALSE | FALSE | 0 | 0 | TRUE | TRUE | FALSE | FALSE | 0 | 0 | #N/A | #N/A | #N/A | 0 | 0 | 0 | 0 | 0 | 0 | 0 | 0 | #N/A | 100000 | #N/A | 100000 | #N/A | 0 | #N/A | 0 | #N/A | 0.005307 | #N/A | 0.005307 | [22 empty] | 706 | #N/A | #N/A | #N/A | #N/A | #N/A | #N/A | 0 | #VALUE! | 706 | 0 | #N/A | 0 | N/A | 0 | N/A |  | 706 | 0 | #N/A | #N/A | #N/A | #N/A | 0 | 0
[6 empty] | 707 | [27 empty] | 0 | 0 | 0 | 0 |  | 0 | 0 |  | TRUE | 0 | 0 | 0 | FALSE | +00 | +00 | TRUE | TRUE | FALSE | FALSE | 0 | 0 | TRUE | TRUE | FALSE | FALSE | 0 | 0 | #N/A | #N/A | #N/A | 0 | 0 | 0 | 0 | 0 | 0 | 0 | 0 | #N/A | 100000 | #N/A | 100000 | #N/A | 0 | #N/A | 0 | #N/A | 0.005307 | #N/A | 0.005307 | [22 empty] | 707 | #N/A | #N/A | #N/A | #N/A | #N/A | #N/A | 0 | #VALUE! | 707 | 0 | #N/A | 0 | N/A | 0 | N/A |  | 707 | 0 | #N/A | #N/A | #N/A | #N/A | 0 | 0
[6 empty] | 708 | [27 empty] | 0 | 0 | 0 | 0 |  | 0 | 0 |  | TRUE | 0 | 0 | 0 | FALSE | +00 | +00 | TRUE | TRUE | FALSE | FALSE | 0 | 0 | TRUE | TRUE | FALSE | FALSE | 0 | 0 | #N/A | #N/A | #N/A | 0 | 0 | 0 | 0 | 0 | 0 | 0 | 0 | #N/A | 100000 | #N/A | 100000 | #N/A | 0 | #N/A | 0 | #N/A | 0.005307 | #N/A | 0.005307 | [22 empty] | 708 | #N/A | #N/A | #N/A | #N/A | #N/A | #N/A | 0 | #VALUE! | 708 | 0 | #N/A | 0 | N/A | 0 | N/A |  | 708 | 0 | #N/A | #N/A | #N/A | #N/A | 0 | 0
[6 empty] | 709 | [27 empty] | 0 | 0 | 0 | 0 |  | 0 | 0 |  | TRUE | 0 | 0 | 0 | FALSE | +00 | +00 | TRUE | TRUE | FALSE | FALSE | 0 | 0 | TRUE | TRUE | FALSE | FALSE | 0 | 0 | #N/A | #N/A | #N/A | 0 | 0 | 0 | 0 | 0 | 0 | 0 | 0 | #N/A | 100000 | #N/A | 100000 | #N/A | 0 | #N/A | 0 | #N/A | 0.005307 | #N/A | 0.005307 | [22 empty] | 709 | #N/A | #N/A | #N/A | #N/A | #N/A | #N/A | 0 | #VALUE! | 709 | 0 | #N/A | 0 | N/A | 0 | N/A |  | 709 | 0 | #N/A | #N/A | #N/A | #N/A | 0 | 0
[6 empty] | 710 | [27 empty] | 0 | 0 | 0 | 0 |  | 0 | 0 |  | TRUE | 0 | 0 | 0 | FALSE | +00 | +00 | TRUE | TRUE | FALSE | FALSE | 0 | 0 | TRUE | TRUE | FALSE | FALSE | 0 | 0 | #N/A | #N/A | #N/A | 0 | 0 | 0 | 0 | 0 | 0 | 0 | 0 | #N/A | 100000 | #N/A | 100000 | #N/A | 0 | #N/A | 0 | #N/A | 0.005307 | #N/A | 0.005307 | [22 empty] | 710 | #N/A | #N/A | #N/A | #N/A | #N/A | #N/A | 0 | #VALUE! | 710 | 0 | #N/A | 0 | N/A | 0 | N/A |  | 710 | 0 | #N/A | #N/A | #N/A | #N/A | 0 | 0
[6 empty] | 711 | [27 empty] | 0 | 0 | 0 | 0 |  | 0 | 0 |  | TRUE | 0 | 0 | 0 | FALSE | +00 | +00 | TRUE | TRUE | FALSE | FALSE | 0 | 0 | TRUE | TRUE | FALSE | FALSE | 0 | 0 | #N/A | #N/A | #N/A | 0 | 0 | 0 | 0 | 0 | 0 | 0 | 0 | #N/A | 100000 | #N/A | 100000 | #N/A | 0 | #N/A | 0 | #N/A | 0.005307 | #N/A | 0.005307 | [22 empty] | 711 | #N/A | #N/A | #N/A | #N/A | #N/A | #N/A | 0 | #VALUE! | 711 | 0 | #N/A | 0 | N/A | 0 | N/A |  | 711 | 0 | #N/A | #N/A | #N/A | #N/A | 0 | 0
[6 empty] | 712 | [27 empty] | 0 | 0 | 0 | 0 |  | 0 | 0 |  | TRUE | 0 | 0 | 0 | FALSE | +00 | +00 | TRUE | TRUE | FALSE | FALSE | 0 | 0 | TRUE | TRUE | FALSE | FALSE | 0 | 0 | #N/A | #N/A | #N/A | 0 | 0 | 0 | 0 | 0 | 0 | 0 | 0 | #N/A | 100000 | #N/A | 100000 | #N/A | 0 | #N/A | 0 | #N/A | 0.005307 | #N/A | 0.005307 | [22 empty] | 712 | #N/A | #N/A | #N/A | #N/A | #N/A | #N/A | 0 | #VALUE! | 712 | 0 | #N/A | 0 | N/A | 0 | N/A |  | 712 | 0 | #N/A | #N/A | #N/A | #N/A | 0 | 0
[6 empty] | 713 | [27 empty] | 0 | 0 | 0 | 0 |  | 0 | 0 |  | TRUE | 0 | 0 | 0 | FALSE | +00 | +00 | TRUE | TRUE | FALSE | FALSE | 0 | 0 | TRUE | TRUE | FALSE | FALSE | 0 | 0 | #N/A | #N/A | #N/A | 0 | 0 | 0 | 0 | 0 | 0 | 0 | 0 | #N/A | 100000 | #N/A | 100000 | #N/A | 0 | #N/A | 0 | #N/A | 0.005307 | #N/A | 0.005307 | [22 empty] | 713 | #N/A | #N/A | #N/A | #N/A | #N/A | #N/A | 0 | #VALUE! | 713 | 0 | #N/A | 0 | N/A | 0 | N/A |  | 713 | 0 | #N/A | #N/A | #N/A | #N/A | 0 | 0
[6 empty] | 714 | [27 empty] | 0 | 0 | 0 | 0 |  | 0 | 0 |  | TRUE | 0 | 0 | 0 | FALSE | +00 | +00 | TRUE | TRUE | FALSE | FALSE | 0 | 0 | TRUE | TRUE | FALSE | FALSE | 0 | 0 | #N/A | #N/A | #N/A | 0 | 0 | 0 | 0 | 0 | 0 | 0 | 0 | #N/A | 100000 | #N/A | 100000 | #N/A | 0 | #N/A | 0 | #N/A | 0.005307 | #N/A | 0.005307 | [22 empty] | 714 | #N/A | #N/A | #N/A | #N/A | #N/A | #N/A | 0 | #VALUE! | 714 | 0 | #N/A | 0 | N/A | 0 | N/A |  | 714 | 0 | #N/A | #N/A | #N/A | #N/A | 0 | 0
[6 empty] | 715 | [27 empty] | 0 | 0 | 0 | 0 |  | 0 | 0 |  | TRUE | 0 | 0 | 0 | FALSE | +00 | +00 | TRUE | TRUE | FALSE | FALSE | 0 | 0 | TRUE | TRUE | FALSE | FALSE | 0 | 0 | #N/A | #N/A | #N/A | 0 | 0 | 0 | 0 | 0 | 0 | 0 | 0 | #N/A | 100000 | #N/A | 100000 | #N/A | 0 | #N/A | 0 | #N/A | 0.005307 | #N/A | 0.005307 | [22 empty] | 715 | #N/A | #N/A | #N/A | #N/A | #N/A | #N/A | 0 | #VALUE! | 715 | 0 | #N/A | 0 | N/A | 0 | N/A |  | 715 | 0 | #N/A | #N/A | #N/A | #N/A | 0 | 0
[6 empty] | 716 | [27 empty] | 0 | 0 | 0 | 0 |  | 0 | 0 |  | TRUE | 0 | 0 | 0 | FALSE | +00 | +00 | TRUE | TRUE | FALSE | FALSE | 0 | 0 | TRUE | TRUE | FALSE | FALSE | 0 | 0 | #N/A | #N/A | #N/A | 0 | 0 | 0 | 0 | 0 | 0 | 0 | 0 | #N/A | 100000 | #N/A | 100000 | #N/A | 0 | #N/A | 0 | #N/A | 0.005307 | #N/A | 0.005307 | [22 empty] | 716 | #N/A | #N/A | #N/A | #N/A | #N/A | #N/A | 0 | #VALUE! | 716 | 0 | #N/A | 0 | N/A | 0 | N/A |  | 716 | 0 | #N/A | #N/A | #N/A | #N/A | 0 | 0
[6 empty] | 717 | [27 empty] | 0 | 0 | 0 | 0 |  | 0 | 0 |  | TRUE | 0 | 0 | 0 | FALSE | +00 | +00 | TRUE | TRUE | FALSE | FALSE | 0 | 0 | TRUE | TRUE | FALSE | FALSE | 0 | 0 | #N/A | #N/A | #N/A | 0 | 0 | 0 | 0 | 0 | 0 | 0 | 0 | #N/A | 100000 | #N/A | 100000 | #N/A | 0 | #N/A | 0 | #N/A | 0.005307 | #N/A | 0.005307 | [22 empty] | 717 | #N/A | #N/A | #N/A | #N/A | #N/A | #N/A | 0 | #VALUE! | 717 | 0 | #N/A | 0 | N/A | 0 | N/A |  | 717 | 0 | #N/A | #N/A | #N/A | #N/A | 0 | 0
[6 empty] | 718 | [27 empty] | 0 | 0 | 0 | 0 |  | 0 | 0 |  | TRUE | 0 | 0 | 0 | FALSE | +00 | +00 | TRUE | TRUE | FALSE | FALSE | 0 | 0 | TRUE | TRUE | FALSE | FALSE | 0 | 0 | #N/A | #N/A | #N/A | 0 | 0 | 0 | 0 | 0 | 0 | 0 | 0 | #N/A | 100000 | #N/A | 100000 | #N/A | 0 | #N/A | 0 | #N/A | 0.005307 | #N/A | 0.005307 | [22 empty] | 718 | #N/A | #N/A | #N/A | #N/A | #N/A | #N/A | 0 | #VALUE! | 718 | 0 | #N/A | 0 | N/A | 0 | N/A |  | 718 | 0 | #N/A | #N/A | #N/A | #N/A | 0 | 0
[6 empty] | 719 | [27 empty] | 0 | 0 | 0 | 0 |  | 0 | 0 |  | TRUE | 0 | 0 | 0 | FALSE | +00 | +00 | TRUE | TRUE | FALSE | FALSE | 0 | 0 | TRUE | TRUE | FALSE | FALSE | 0 | 0 | #N/A | #N/A | #N/A | 0 | 0 | 0 | 0 | 0 | 0 | 0 | 0 | #N/A | 100000 | #N/A | 100000 | #N/A | 0 | #N/A | 0 | #N/A | 0.005307 | #N/A | 0.005307 | [22 empty] | 719 | #N/A | #N/A | #N/A | #N/A | #N/A | #N/A | 0 | #VALUE! | 719 | 0 | #N/A | 0 | N/A | 0 | N/A |  | 719 | 0 | #N/A | #N/A | #N/A | #N/A | 0 | 0
[6 empty] | 720 | [27 empty] | 0 | 0 | 0 | 0 |  | 0 | 0 |  | TRUE | 0 | 0 | 0 | FALSE | +00 | +00 | TRUE | TRUE | FALSE | FALSE | 0 | 0 | TRUE | TRUE | FALSE | FALSE | 0 | 0 | #N/A | #N/A | #N/A | 0 | 0 | 0 | 0 | 0 | 0 | 0 | 0 | #N/A | 100000 | #N/A | 100000 | #N/A | 0 | #N/A | 0 | #N/A | 0.005307 | #N/A | 0.005307 | [22 empty] | 720 | #N/A | #N/A | #N/A | #N/A | #N/A | #N/A | 0 | #VALUE! | 720 | 0 | #N/A | 0 | N/A | 0 | N/A |  | 720 | 0 | #N/A | #N/A | #N/A | #N/A | 0 | 0
[6 empty] | 721 | [27 empty] | 0 | 0 | 0 | 0 |  | 0 | 0 |  | TRUE | 0 | 0 | 0 | FALSE | +00 | +00 | TRUE | TRUE | FALSE | FALSE | 0 | 0 | TRUE | TRUE | FALSE | FALSE | 0 | 0 | #N/A | #N/A | #N/A | 0 | 0 | 0 | 0 | 0 | 0 | 0 | 0 | #N/A | 100000 | #N/A | 100000 | #N/A | 0 | #N/A | 0 | #N/A | 0.005307 | #N/A | 0.005307 | [22 empty] | 721 | #N/A | #N/A | #N/A | #N/A | #N/A | #N/A | 0 | #VALUE! | 721 | 0 | #N/A | 0 | N/A | 0 | N/A |  | 721 | 0 | #N/A | #N/A | #N/A | #N/A | 0 | 0
[6 empty] | 722 | [27 empty] | 0 | 0 | 0 | 0 |  | 0 | 0 |  | TRUE | 0 | 0 | 0 | FALSE | +00 | +00 | TRUE | TRUE | FALSE | FALSE | 0 | 0 | TRUE | TRUE | FALSE | FALSE | 0 | 0 | #N/A | #N/A | #N/A | 0 | 0 | 0 | 0 | 0 | 0 | 0 | 0 | #N/A | 100000 | #N/A | 100000 | #N/A | 0 | #N/A | 0 | #N/A | 0.005307 | #N/A | 0.005307 | [22 empty] | 722 | #N/A | #N/A | #N/A | #N/A | #N/A | #N/A | 0 | #VALUE! | 722 | 0 | #N/A | 0 | N/A | 0 | N/A |  | 722 | 0 | #N/A | #N/A | #N/A | #N/A | 0 | 0
[6 empty] | 723 | [27 empty] | 0 | 0 | 0 | 0 |  | 0 | 0 |  | TRUE | 0 | 0 | 0 | FALSE | +00 | +00 | TRUE | TRUE | FALSE | FALSE | 0 | 0 | TRUE | TRUE | FALSE | FALSE | 0 | 0 | #N/A | #N/A | #N/A | 0 | 0 | 0 | 0 | 0 | 0 | 0 | 0 | #N/A | 100000 | #N/A | 100000 | #N/A | 0 | #N/A | 0 | #N/A | 0.005307 | #N/A | 0.005307 | [22 empty] | 723 | #N/A | #N/A | #N/A | #N/A | #N/A | #N/A | 0 | #VALUE! | 723 | 0 | #N/A | 0 | N/A | 0 | N/A |  | 723 | 0 | #N/A | #N/A | #N/A | #N/A | 0 | 0
[6 empty] | 724 | [27 empty] | 0 | 0 | 0 | 0 |  | 0 | 0 |  | TRUE | 0 | 0 | 0 | FALSE | +00 | +00 | TRUE | TRUE | FALSE | FALSE | 0 | 0 | TRUE | TRUE | FALSE | FALSE | 0 | 0 | #N/A | #N/A | #N/A | 0 | 0 | 0 | 0 | 0 | 0 | 0 | 0 | #N/A | 100000 | #N/A | 100000 | #N/A | 0 | #N/A | 0 | #N/A | 0.005307 | #N/A | 0.005307 | [22 empty] | 724 | #N/A | #N/A | #N/A | #N/A | #N/A | #N/A | 0 | #VALUE! | 724 | 0 | #N/A | 0 | N/A | 0 | N/A |  | 724 | 0 | #N/A | #N/A | #N/A | #N/A | 0 | 0
[6 empty] | 725 | [27 empty] | 0 | 0 | 0 | 0 |  | 0 | 0 |  | TRUE | 0 | 0 | 0 | FALSE | +00 | +00 | TRUE | TRUE | FALSE | FALSE | 0 | 0 | TRUE | TRUE | FALSE | FALSE | 0 | 0 | #N/A | #N/A | #N/A | 0 | 0 | 0 | 0 | 0 | 0 | 0 | 0 | #N/A | 100000 | #N/A | 100000 | #N/A | 0 | #N/A | 0 | #N/A | 0.005307 | #N/A | 0.005307 | [22 empty] | 725 | #N/A | #N/A | #N/A | #N/A | #N/A | #N/A | 0 | #VALUE! | 725 | 0 | #N/A | 0 | N/A | 0 | N/A |  | 725 | 0 | #N/A | #N/A | #N/A | #N/A | 0 | 0
[6 empty] | 726 | [27 empty] | 0 | 0 | 0 | 0 |  | 0 | 0 |  | TRUE | 0 | 0 | 0 | FALSE | +00 | +00 | TRUE | TRUE | FALSE | FALSE | 0 | 0 | TRUE | TRUE | FALSE | FALSE | 0 | 0 | #N/A | #N/A | #N/A | 0 | 0 | 0 | 0 | 0 | 0 | 0 | 0 | #N/A | 100000 | #N/A | 100000 | #N/A | 0 | #N/A | 0 | #N/A | 0.005307 | #N/A | 0.005307 | [22 empty] | 726 | #N/A | #N/A | #N/A | #N/A | #N/A | #N/A | 0 | #VALUE! | 726 | 0 | #N/A | 0 | N/A | 0 | N/A |  | 726 | 0 | #N/A | #N/A | #N/A | #N/A | 0 | 0
[6 empty] | 727 | [27 empty] | 0 | 0 | 0 | 0 |  | 0 | 0 |  | TRUE | 0 | 0 | 0 | FALSE | +00 | +00 | TRUE | TRUE | FALSE | FALSE | 0 | 0 | TRUE | TRUE | FALSE | FALSE | 0 | 0 | #N/A | #N/A | #N/A | 0 | 0 | 0 | 0 | 0 | 0 | 0 | 0 | #N/A | 100000 | #N/A | 100000 | #N/A | 0 | #N/A | 0 | #N/A | 0.005307 | #N/A | 0.005307 | [22 empty] | 727 | #N/A | #N/A | #N/A | #N/A | #N/A | #N/A | 0 | #VALUE! | 727 | 0 | #N/A | 0 | N/A | 0 | N/A |  | 727 | 0 | #N/A | #N/A | #N/A | #N/A | 0 | 0
[6 empty] | 728 | [27 empty] | 0 | 0 | 0 | 0 |  | 0 | 0 |  | TRUE | 0 | 0 | 0 | FALSE | +00 | +00 | TRUE | TRUE | FALSE | FALSE | 0 | 0 | TRUE | TRUE | FALSE | FALSE | 0 | 0 | #N/A | #N/A | #N/A | 0 | 0 | 0 | 0 | 0 | 0 | 0 | 0 | #N/A | 100000 | #N/A | 100000 | #N/A | 0 | #N/A | 0 | #N/A | 0.005307 | #N/A | 0.005307 | [22 empty] | 728 | #N/A | #N/A | #N/A | #N/A | #N/A | #N/A | 0 | #VALUE! | 728 | 0 | #N/A | 0 | N/A | 0 | N/A |  | 728 | 0 | #N/A | #N/A | #N/A | #N/A | 0 | 0
[6 empty] | 729 | [27 empty] | 0 | 0 | 0 | 0 |  | 0 | 0 |  | TRUE | 0 | 0 | 0 | FALSE | +00 | +00 | TRUE | TRUE | FALSE | FALSE | 0 | 0 | TRUE | TRUE | FALSE | FALSE | 0 | 0 | #N/A | #N/A | #N/A | 0 | 0 | 0 | 0 | 0 | 0 | 0 | 0 | #N/A | 100000 | #N/A | 100000 | #N/A | 0 | #N/A | 0 | #N/A | 0.005307 | #N/A | 0.005307 | [22 empty] | 729 | #N/A | #N/A | #N/A | #N/A | #N/A | #N/A | 0 | #VALUE! | 729 | 0 | #N/A | 0 | N/A | 0 | N/A |  | 729 | 0 | #N/A | #N/A | #N/A | #N/A | 0 | 0
[6 empty] | 730 | [27 empty] | 0 | 0 | 0 | 0 |  | 0 | 0 |  | TRUE | 0 | 0 | 0 | FALSE | +00 | +00 | TRUE | TRUE | FALSE | FALSE | 0 | 0 | TRUE | TRUE | FALSE | FALSE | 0 | 0 | #N/A | #N/A | #N/A | 0 | 0 | 0 | 0 | 0 | 0 | 0 | 0 | #N/A | 100000 | #N/A | 100000 | #N/A | 0 | #N/A | 0 | #N/A | 0.005307 | #N/A | 0.005307 | [22 empty] | 730 | #N/A | #N/A | #N/A | #N/A | #N/A | #N/A | 0 | #VALUE! | 730 | 0 | #N/A | 0 | N/A | 0 | N/A |  | 730 | 0 | #N/A | #N/A | #N/A | #N/A | 0 | 0
[6 empty] | 731 | [27 empty] | 0 | 0 | 0 | 0 |  | 0 | 0 |  | TRUE | 0 | 0 | 0 | FALSE | +00 | +00 | TRUE | TRUE | FALSE | FALSE | 0 | 0 | TRUE | TRUE | FALSE | FALSE | 0 | 0 | #N/A | #N/A | #N/A | 0 | 0 | 0 | 0 | 0 | 0 | 0 | 0 | #N/A | 100000 | #N/A | 100000 | #N/A | 0 | #N/A | 0 | #N/A | 0.005307 | #N/A | 0.005307 | [22 empty] | 731 | #N/A | #N/A | #N/A | #N/A | #N/A | #N/A | 0 | #VALUE! | 731 | 0 | #N/A | 0 | N/A | 0 | N/A |  | 731 | 0 | #N/A | #N/A | #N/A | #N/A | 0 | 0
[6 empty] | 732 | [27 empty] | 0 | 0 | 0 | 0 |  | 0 | 0 |  | TRUE | 0 | 0 | 0 | FALSE | +00 | +00 | TRUE | TRUE | FALSE | FALSE | 0 | 0 | TRUE | TRUE | FALSE | FALSE | 0 | 0 | #N/A | #N/A | #N/A | 0 | 0 | 0 | 0 | 0 | 0 | 0 | 0 | #N/A | 100000 | #N/A | 100000 | #N/A | 0 | #N/A | 0 | #N/A | 0.005307 | #N/A | 0.005307 | [22 empty] | 732 | #N/A | #N/A | #N/A | #N/A | #N/A | #N/A | 0 | #VALUE! | 732 | 0 | #N/A | 0 | N/A | 0 | N/A |  | 732 | 0 | #N/A | #N/A | #N/A | #N/A | 0 | 0
[6 empty] | 733 | [27 empty] | 0 | 0 | 0 | 0 |  | 0 | 0 |  | TRUE | 0 | 0 | 0 | FALSE | +00 | +00 | TRUE | TRUE | FALSE | FALSE | 0 | 0 | TRUE | TRUE | FALSE | FALSE | 0 | 0 | #N/A | #N/A | #N/A | 0 | 0 | 0 | 0 | 0 | 0 | 0 | 0 | #N/A | 100000 | #N/A | 100000 | #N/A | 0 | #N/A | 0 | #N/A | 0.005307 | #N/A | 0.005307 | [22 empty] | 733 | #N/A | #N/A | #N/A | #N/A | #N/A | #N/A | 0 | #VALUE! | 733 | 0 | #N/A | 0 | N/A | 0 | N/A |  | 733 | 0 | #N/A | #N/A | #N/A | #N/A | 0 | 0
[6 empty] | 734 | [27 empty] | 0 | 0 | 0 | 0 |  | 0 | 0 |  | TRUE | 0 | 0 | 0 | FALSE | +00 | +00 | TRUE | TRUE | FALSE | FALSE | 0 | 0 | TRUE | TRUE | FALSE | FALSE | 0 | 0 | #N/A | #N/A | #N/A | 0 | 0 | 0 | 0 | 0 | 0 | 0 | 0 | #N/A | 100000 | #N/A | 100000 | #N/A | 0 | #N/A | 0 | #N/A | 0.005307 | #N/A | 0.005307 | [22 empty] | 734 | #N/A | #N/A | #N/A | #N/A | #N/A | #N/A | 0 | #VALUE! | 734 | 0 | #N/A | 0 | N/A | 0 | N/A |  | 734 | 0 | #N/A | #N/A | #N/A | #N/A | 0 | 0
[6 empty] | 735 | [27 empty] | 0 | 0 | 0 | 0 |  | 0 | 0 |  | TRUE | 0 | 0 | 0 | FALSE | +00 | +00 | TRUE | TRUE | FALSE | FALSE | 0 | 0 | TRUE | TRUE | FALSE | FALSE | 0 | 0 | #N/A | #N/A | #N/A | 0 | 0 | 0 | 0 | 0 | 0 | 0 | 0 | #N/A | 100000 | #N/A | 100000 | #N/A | 0 | #N/A | 0 | #N/A | 0.005307 | #N/A | 0.005307 | [22 empty] | 735 | #N/A | #N/A | #N/A | #N/A | #N/A | #N/A | 0 | #VALUE! | 735 | 0 | #N/A | 0 | N/A | 0 | N/A |  | 735 | 0 | #N/A | #N/A | #N/A | #N/A | 0 | 0
[6 empty] | 736 | [27 empty] | 0 | 0 | 0 | 0 |  | 0 | 0 |  | TRUE | 0 | 0 | 0 | FALSE | +00 | +00 | TRUE | TRUE | FALSE | FALSE | 0 | 0 | TRUE | TRUE | FALSE | FALSE | 0 | 0 | #N/A | #N/A | #N/A | 0 | 0 | 0 | 0 | 0 | 0 | 0 | 0 | #N/A | 100000 | #N/A | 100000 | #N/A | 0 | #N/A | 0 | #N/A | 0.005307 | #N/A | 0.005307 | [22 empty] | 736 | #N/A | #N/A | #N/A | #N/A | #N/A | #N/A | 0 | #VALUE! | 736 | 0 | #N/A | 0 | N/A | 0 | N/A |  | 736 | 0 | #N/A | #N/A | #N/A | #N/A | 0 | 0
[6 empty] | 737 | [27 empty] | 0 | 0 | 0 | 0 |  | 0 | 0 |  | TRUE | 0 | 0 | 0 | FALSE | +00 | +00 | TRUE | TRUE | FALSE | FALSE | 0 | 0 | TRUE | TRUE | FALSE | FALSE | 0 | 0 | #N/A | #N/A | #N/A | 0 | 0 | 0 | 0 | 0 | 0 | 0 | 0 | #N/A | 100000 | #N/A | 100000 | #N/A | 0 | #N/A | 0 | #N/A | 0.005307 | #N/A | 0.005307 | [22 empty] | 737 | #N/A | #N/A | #N/A | #N/A | #N/A | #N/A | 0 | #VALUE! | 737 | 0 | #N/A | 0 | N/A | 0 | N/A |  | 737 | 0 | #N/A | #N/A | #N/A | #N/A | 0 | 0
[6 empty] | 738 | [27 empty] | 0 | 0 | 0 | 0 |  | 0 | 0 |  | TRUE | 0 | 0 | 0 | FALSE | +00 | +00 | TRUE | TRUE | FALSE | FALSE | 0 | 0 | TRUE | TRUE | FALSE | FALSE | 0 | 0 | #N/A | #N/A | #N/A | 0 | 0 | 0 | 0 | 0 | 0 | 0 | 0 | #N/A | 100000 | #N/A | 100000 | #N/A | 0 | #N/A | 0 | #N/A | 0.005307 | #N/A | 0.005307 | [22 empty] | 738 | #N/A | #N/A | #N/A | #N/A | #N/A | #N/A | 0 | #VALUE! | 738 | 0 | #N/A | 0 | N/A | 0 | N/A |  | 738 | 0 | #N/A | #N/A | #N/A | #N/A | 0 | 0
[6 empty] | 739 | [27 empty] | 0 | 0 | 0 | 0 |  | 0 | 0 |  | TRUE | 0 | 0 | 0 | FALSE | +00 | +00 | TRUE | TRUE | FALSE | FALSE | 0 | 0 | TRUE | TRUE | FALSE | FALSE | 0 | 0 | #N/A | #N/A | #N/A | 0 | 0 | 0 | 0 | 0 | 0 | 0 | 0 | #N/A | 100000 | #N/A | 100000 | #N/A | 0 | #N/A | 0 | #N/A | 0.005307 | #N/A | 0.005307 | [22 empty] | 739 | #N/A | #N/A | #N/A | #N/A | #N/A | #N/A | 0 | #VALUE! | 739 | 0 | #N/A | 0 | N/A | 0 | N/A |  | 739 | 0 | #N/A | #N/A | #N/A | #N/A | 0 | 0
[6 empty] | 740 | [27 empty] | 0 | 0 | 0 | 0 |  | 0 | 0 |  | TRUE | 0 | 0 | 0 | FALSE | +00 | +00 | TRUE | TRUE | FALSE | FALSE | 0 | 0 | TRUE | TRUE | FALSE | FALSE | 0 | 0 | #N/A | #N/A | #N/A | 0 | 0 | 0 | 0 | 0 | 0 | 0 | 0 | #N/A | 100000 | #N/A | 100000 | #N/A | 0 | #N/A | 0 | #N/A | 0.005307 | #N/A | 0.005307 | [22 empty] | 740 | #N/A | #N/A | #N/A | #N/A | #N/A | #N/A | 0 | #VALUE! | 740 | 0 | #N/A | 0 | N/A | 0 | N/A |  | 740 | 0 | #N/A | #N/A | #N/A | #N/A | 0 | 0
[6 empty] | 741 | [27 empty] | 0 | 0 | 0 | 0 |  | 0 | 0 |  | TRUE | 0 | 0 | 0 | FALSE | +00 | +00 | TRUE | TRUE | FALSE | FALSE | 0 | 0 | TRUE | TRUE | FALSE | FALSE | 0 | 0 | #N/A | #N/A | #N/A | 0 | 0 | 0 | 0 | 0 | 0 | 0 | 0 | #N/A | 100000 | #N/A | 100000 | #N/A | 0 | #N/A | 0 | #N/A | 0.005307 | #N/A | 0.005307 | [22 empty] | 741 | #N/A | #N/A | #N/A | #N/A | #N/A | #N/A | 0 | #VALUE! | 741 | 0 | #N/A | 0 | N/A | 0 | N/A |  | 741 | 0 | #N/A | #N/A | #N/A | #N/A | 0 | 0
[6 empty] | 742 | [27 empty] | 0 | 0 | 0 | 0 |  | 0 | 0 |  | TRUE | 0 | 0 | 0 | FALSE | +00 | +00 | TRUE | TRUE | FALSE | FALSE | 0 | 0 | TRUE | TRUE | FALSE | FALSE | 0 | 0 | #N/A | #N/A | #N/A | 0 | 0 | 0 | 0 | 0 | 0 | 0 | 0 | #N/A | 100000 | #N/A | 100000 | #N/A | 0 | #N/A | 0 | #N/A | 0.005307 | #N/A | 0.005307 | [22 empty] | 742 | #N/A | #N/A | #N/A | #N/A | #N/A | #N/A | 0 | #VALUE! | 742 | 0 | #N/A | 0 | N/A | 0 | N/A |  | 742 | 0 | #N/A | #N/A | #N/A | #N/A | 0 | 0
[6 empty] | 743 | [27 empty] | 0 | 0 | 0 | 0 |  | 0 | 0 |  | TRUE | 0 | 0 | 0 | FALSE | +00 | +00 | TRUE | TRUE | FALSE | FALSE | 0 | 0 | TRUE | TRUE | FALSE | FALSE | 0 | 0 | #N/A | #N/A | #N/A | 0 | 0 | 0 | 0 | 0 | 0 | 0 | 0 | #N/A | 100000 | #N/A | 100000 | #N/A | 0 | #N/A | 0 | #N/A | 0.005307 | #N/A | 0.005307 | [22 empty] | 743 | #N/A | #N/A | #N/A | #N/A | #N/A | #N/A | 0 | #VALUE! | 743 | 0 | #N/A | 0 | N/A | 0 | N/A |  | 743 | 0 | #N/A | #N/A | #N/A | #N/A | 0 | 0
[6 empty] | 744 | [27 empty] | 0 | 0 | 0 | 0 |  | 0 | 0 |  | TRUE | 0 | 0 | 0 | FALSE | +00 | +00 | TRUE | TRUE | FALSE | FALSE | 0 | 0 | TRUE | TRUE | FALSE | FALSE | 0 | 0 | #N/A | #N/A | #N/A | 0 | 0 | 0 | 0 | 0 | 0 | 0 | 0 | #N/A | 100000 | #N/A | 100000 | #N/A | 0 | #N/A | 0 | #N/A | 0.005307 | #N/A | 0.005307 | [22 empty] | 744 | #N/A | #N/A | #N/A | #N/A | #N/A | #N/A | 0 | #VALUE! | 744 | 0 | #N/A | 0 | N/A | 0 | N/A |  | 744 | 0 | #N/A | #N/A | #N/A | #N/A | 0 | 0
[6 empty] | 745 | [27 empty] | 0 | 0 | 0 | 0 |  | 0 | 0 |  | TRUE | 0 | 0 | 0 | FALSE | +00 | +00 | TRUE | TRUE | FALSE | FALSE | 0 | 0 | TRUE | TRUE | FALSE | FALSE | 0 | 0 | #N/A | #N/A | #N/A | 0 | 0 | 0 | 0 | 0 | 0 | 0 | 0 | #N/A | 100000 | #N/A | 100000 | #N/A | 0 | #N/A | 0 | #N/A | 0.005307 | #N/A | 0.005307 | [22 empty] | 745 | #N/A | #N/A | #N/A | #N/A | #N/A | #N/A | 0 | #VALUE! | 745 | 0 | #N/A | 0 | N/A | 0 | N/A |  | 745 | 0 | #N/A | #N/A | #N/A | #N/A | 0 | 0
[6 empty] | 746 | [27 empty] | 0 | 0 | 0 | 0 |  | 0 | 0 |  | TRUE | 0 | 0 | 0 | FALSE | +00 | +00 | TRUE | TRUE | FALSE | FALSE | 0 | 0 | TRUE | TRUE | FALSE | FALSE | 0 | 0 | #N/A | #N/A | #N/A | 0 | 0 | 0 | 0 | 0 | 0 | 0 | 0 | #N/A | 100000 | #N/A | 100000 | #N/A | 0 | #N/A | 0 | #N/A | 0.005307 | #N/A | 0.005307 | [22 empty] | 746 | #N/A | #N/A | #N/A | #N/A | #N/A | #N/A | 0 | #VALUE! | 746 | 0 | #N/A | 0 | N/A | 0 | N/A |  | 746 | 0 | #N/A | #N/A | #N/A | #N/A | 0 | 0
[6 empty] | 747 | [27 empty] | 0 | 0 | 0 | 0 |  | 0 | 0 |  | TRUE | 0 | 0 | 0 | FALSE | +00 | +00 | TRUE | TRUE | FALSE | FALSE | 0 | 0 | TRUE | TRUE | FALSE | FALSE | 0 | 0 | #N/A | #N/A | #N/A | 0 | 0 | 0 | 0 | 0 | 0 | 0 | 0 | #N/A | 100000 | #N/A | 100000 | #N/A | 0 | #N/A | 0 | #N/A | 0.005307 | #N/A | 0.005307 | [22 empty] | 747 | #N/A | #N/A | #N/A | #N/A | #N/A | #N/A | 0 | #VALUE! | 747 | 0 | #N/A | 0 | N/A | 0 | N/A |  | 747 | 0 | #N/A | #N/A | #N/A | #N/A | 0 | 0
[6 empty] | 748 | [27 empty] | 0 | 0 | 0 | 0 |  | 0 | 0 |  | TRUE | 0 | 0 | 0 | FALSE | +00 | +00 | TRUE | TRUE | FALSE | FALSE | 0 | 0 | TRUE | TRUE | FALSE | FALSE | 0 | 0 | #N/A | #N/A | #N/A | 0 | 0 | 0 | 0 | 0 | 0 | 0 | 0 | #N/A | 100000 | #N/A | 100000 | #N/A | 0 | #N/A | 0 | #N/A | 0.005307 | #N/A | 0.005307 | [22 empty] | 748 | #N/A | #N/A | #N/A | #N/A | #N/A | #N/A | 0 | #VALUE! | 748 | 0 | #N/A | 0 | N/A | 0 | N/A |  | 748 | 0 | #N/A | #N/A | #N/A | #N/A | 0 | 0
[6 empty] | 749 | [27 empty] | 0 | 0 | 0 | 0 |  | 0 | 0 |  | TRUE | 0 | 0 | 0 | FALSE | +00 | +00 | TRUE | TRUE | FALSE | FALSE | 0 | 0 | TRUE | TRUE | FALSE | FALSE | 0 | 0 | #N/A | #N/A | #N/A | 0 | 0 | 0 | 0 | 0 | 0 | 0 | 0 | #N/A | 100000 | #N/A | 100000 | #N/A | 0 | #N/A | 0 | #N/A | 0.005307 | #N/A | 0.005307 | [22 empty] | 749 | #N/A | #N/A | #N/A | #N/A | #N/A | #N/A | 0 | #VALUE! | 749 | 0 | #N/A | 0 | N/A | 0 | N/A |  | 749 | 0 | #N/A | #N/A | #N/A | #N/A | 0 | 0
[6 empty] | 750 | [27 empty] | 0 | 0 | 0 | 0 |  | 0 | 0 |  | TRUE | 0 | 0 | 0 | FALSE | +00 | +00 | TRUE | TRUE | FALSE | FALSE | 0 | 0 | TRUE | TRUE | FALSE | FALSE | 0 | 0 | #N/A | #N/A | #N/A | 0 | 0 | 0 | 0 | 0 | 0 | 0 | 0 | #N/A | 100000 | #N/A | 100000 | #N/A | 0 | #N/A | 0 | #N/A | 0.005307 | #N/A | 0.005307 | [22 empty] | 750 | #N/A | #N/A | #N/A | #N/A | #N/A | #N/A | 0 | #VALUE! | 750 | 0 | #N/A | 0 | N/A | 0 | N/A |  | 750 | 0 | #N/A | #N/A | #N/A | #N/A | 0 | 0
[6 empty] | 751 | [27 empty] | 0 | 0 | 0 | 0 |  | 0 | 0 |  | TRUE | 0 | 0 | 0 | FALSE | +00 | +00 | TRUE | TRUE | FALSE | FALSE | 0 | 0 | TRUE | TRUE | FALSE | FALSE | 0 | 0 | #N/A | #N/A | #N/A | 0 | 0 | 0 | 0 | 0 | 0 | 0 | 0 | #N/A | 100000 | #N/A | 100000 | #N/A | 0 | #N/A | 0 | #N/A | 0.005307 | #N/A | 0.005307 | [22 empty] | 751 | #N/A | #N/A | #N/A | #N/A | #N/A | #N/A | 0 | #VALUE! | 751 | 0 | #N/A | 0 | N/A | 0 | N/A |  | 751 | 0 | #N/A | #N/A | #N/A | #N/A | 0 | 0
[6 empty] | 752 | [27 empty] | 0 | 0 | 0 | 0 |  | 0 | 0 |  | TRUE | 0 | 0 | 0 | FALSE | +00 | +00 | TRUE | TRUE | FALSE | FALSE | 0 | 0 | TRUE | TRUE | FALSE | FALSE | 0 | 0 | #N/A | #N/A | #N/A | 0 | 0 | 0 | 0 | 0 | 0 | 0 | 0 | #N/A | 100000 | #N/A | 100000 | #N/A | 0 | #N/A | 0 | #N/A | 0.005307 | #N/A | 0.005307 | [22 empty] | 752 | #N/A | #N/A | #N/A | #N/A | #N/A | #N/A | 0 | #VALUE! | 752 | 0 | #N/A | 0 | N/A | 0 | N/A |  | 752 | 0 | #N/A | #N/A | #N/A | #N/A | 0 | 0
[6 empty] | 753 | [27 empty] | 0 | 0 | 0 | 0 |  | 0 | 0 |  | TRUE | 0 | 0 | 0 | FALSE | +00 | +00 | TRUE | TRUE | FALSE | FALSE | 0 | 0 | TRUE | TRUE | FALSE | FALSE | 0 | 0 | #N/A | #N/A | #N/A | 0 | 0 | 0 | 0 | 0 | 0 | 0 | 0 | #N/A | 100000 | #N/A | 100000 | #N/A | 0 | #N/A | 0 | #N/A | 0.005307 | #N/A | 0.005307 | [22 empty] | 753 | #N/A | #N/A | #N/A | #N/A | #N/A | #N/A | 0 | #VALUE! | 753 | 0 | #N/A | 0 | N/A | 0 | N/A |  | 753 | 0 | #N/A | #N/A | #N/A | #N/A | 0 | 0
[6 empty] | 754 | [27 empty] | 0 | 0 | 0 | 0 |  | 0 | 0 |  | TRUE | 0 | 0 | 0 | FALSE | +00 | +00 | TRUE | TRUE | FALSE | FALSE | 0 | 0 | TRUE | TRUE | FALSE | FALSE | 0 | 0 | #N/A | #N/A | #N/A | 0 | 0 | 0 | 0 | 0 | 0 | 0 | 0 | #N/A | 100000 | #N/A | 100000 | #N/A | 0 | #N/A | 0 | #N/A | 0.005307 | #N/A | 0.005307 | [22 empty] | 754 | #N/A | #N/A | #N/A | #N/A | #N/A | #N/A | 0 | #VALUE! | 754 | 0 | #N/A | 0 | N/A | 0 | N/A |  | 754 | 0 | #N/A | #N/A | #N/A | #N/A | 0 | 0
[6 empty] | 755 | [27 empty] | 0 | 0 | 0 | 0 |  | 0 | 0 |  | TRUE | 0 | 0 | 0 | FALSE | +00 | +00 | TRUE | TRUE | FALSE | FALSE | 0 | 0 | TRUE | TRUE | FALSE | FALSE | 0 | 0 | #N/A | #N/A | #N/A | 0 | 0 | 0 | 0 | 0 | 0 | 0 | 0 | #N/A | 100000 | #N/A | 100000 | #N/A | 0 | #N/A | 0 | #N/A | 0.005307 | #N/A | 0.005307 | [22 empty] | 755 | #N/A | #N/A | #N/A | #N/A | #N/A | #N/A | 0 | #VALUE! | 755 | 0 | #N/A | 0 | N/A | 0 | N/A |  | 755 | 0 | #N/A | #N/A | #N/A | #N/A | 0 | 0
[6 empty] | 756 | [27 empty] | 0 | 0 | 0 | 0 |  | 0 | 0 |  | TRUE | 0 | 0 | 0 | FALSE | +00 | +00 | TRUE | TRUE | FALSE | FALSE | 0 | 0 | TRUE | TRUE | FALSE | FALSE | 0 | 0 | #N/A | #N/A | #N/A | 0 | 0 | 0 | 0 | 0 | 0 | 0 | 0 | #N/A | 100000 | #N/A | 100000 | #N/A | 0 | #N/A | 0 | #N/A | 0.005307 | #N/A | 0.005307 | [22 empty] | 756 | #N/A | #N/A | #N/A | #N/A | #N/A | #N/A | 0 | #VALUE! | 756 | 0 | #N/A | 0 | N/A | 0 | N/A |  | 756 | 0 | #N/A | #N/A | #N/A | #N/A | 0 | 0
[6 empty] | 757 | [27 empty] | 0 | 0 | 0 | 0 |  | 0 | 0 |  | TRUE | 0 | 0 | 0 | FALSE | +00 | +00 | TRUE | TRUE | FALSE | FALSE | 0 | 0 | TRUE | TRUE | FALSE | FALSE | 0 | 0 | #N/A | #N/A | #N/A | 0 | 0 | 0 | 0 | 0 | 0 | 0 | 0 | #N/A | 100000 | #N/A | 100000 | #N/A | 0 | #N/A | 0 | #N/A | 0.005307 | #N/A | 0.005307 | [22 empty] | 757 | #N/A | #N/A | #N/A | #N/A | #N/A | #N/A | 0 | #VALUE! | 757 | 0 | #N/A | 0 | N/A | 0 | N/A |  | 757 | 0 | #N/A | #N/A | #N/A | #N/A | 0 | 0
[6 empty] | 758 | [27 empty] | 0 | 0 | 0 | 0 |  | 0 | 0 |  | TRUE | 0 | 0 | 0 | FALSE | +00 | +00 | TRUE | TRUE | FALSE | FALSE | 0 | 0 | TRUE | TRUE | FALSE | FALSE | 0 | 0 | #N/A | #N/A | #N/A | 0 | 0 | 0 | 0 | 0 | 0 | 0 | 0 | #N/A | 100000 | #N/A | 100000 | #N/A | 0 | #N/A | 0 | #N/A | 0.005307 | #N/A | 0.005307 | [22 empty] | 758 | #N/A | #N/A | #N/A | #N/A | #N/A | #N/A | 0 | #VALUE! | 758 | 0 | #N/A | 0 | N/A | 0 | N/A |  | 758 | 0 | #N/A | #N/A | #N/A | #N/A | 0 | 0
[6 empty] | 759 | [27 empty] | 0 | 0 | 0 | 0 |  | 0 | 0 |  | TRUE | 0 | 0 | 0 | FALSE | +00 | +00 | TRUE | TRUE | FALSE | FALSE | 0 | 0 | TRUE | TRUE | FALSE | FALSE | 0 | 0 | #N/A | #N/A | #N/A | 0 | 0 | 0 | 0 | 0 | 0 | 0 | 0 | #N/A | 100000 | #N/A | 100000 | #N/A | 0 | #N/A | 0 | #N/A | 0.005307 | #N/A | 0.005307 | [22 empty] | 759 | #N/A | #N/A | #N/A | #N/A | #N/A | #N/A | 0 | #VALUE! | 759 | 0 | #N/A | 0 | N/A | 0 | N/A |  | 759 | 0 | #N/A | #N/A | #N/A | #N/A | 0 | 0
[6 empty] | 760 | [27 empty] | 0 | 0 | 0 | 0 |  | 0 | 0 |  | TRUE | 0 | 0 | 0 | FALSE | +00 | +00 | TRUE | TRUE | FALSE | FALSE | 0 | 0 | TRUE | TRUE | FALSE | FALSE | 0 | 0 | #N/A | #N/A | #N/A | 0 | 0 | 0 | 0 | 0 | 0 | 0 | 0 | #N/A | 100000 | #N/A | 100000 | #N/A | 0 | #N/A | 0 | #N/A | 0.005307 | #N/A | 0.005307 | [22 empty] | 760 | #N/A | #N/A | #N/A | #N/A | #N/A | #N/A | 0 | #VALUE! | 760 | 0 | #N/A | 0 | N/A | 0 | N/A |  | 760 | 0 | #N/A | #N/A | #N/A | #N/A | 0 | 0
[6 empty] | 761 | [27 empty] | 0 | 0 | 0 | 0 |  | 0 | 0 |  | TRUE | 0 | 0 | 0 | FALSE | +00 | +00 | TRUE | TRUE | FALSE | FALSE | 0 | 0 | TRUE | TRUE | FALSE | FALSE | 0 | 0 | #N/A | #N/A | #N/A | 0 | 0 | 0 | 0 | 0 | 0 | 0 | 0 | #N/A | 100000 | #N/A | 100000 | #N/A | 0 | #N/A | 0 | #N/A | 0.005307 | #N/A | 0.005307 | [22 empty] | 761 | #N/A | #N/A | #N/A | #N/A | #N/A | #N/A | 0 | #VALUE! | 761 | 0 | #N/A | 0 | N/A | 0 | N/A |  | 761 | 0 | #N/A | #N/A | #N/A | #N/A | 0 | 0
[6 empty] | 762 | [27 empty] | 0 | 0 | 0 | 0 |  | 0 | 0 |  | TRUE | 0 | 0 | 0 | FALSE | +00 | +00 | TRUE | TRUE | FALSE | FALSE | 0 | 0 | TRUE | TRUE | FALSE | FALSE | 0 | 0 | #N/A | #N/A | #N/A | 0 | 0 | 0 | 0 | 0 | 0 | 0 | 0 | #N/A | 100000 | #N/A | 100000 | #N/A | 0 | #N/A | 0 | #N/A | 0.005307 | #N/A | 0.005307 | [22 empty] | 762 | #N/A | #N/A | #N/A | #N/A | #N/A | #N/A | 0 | #VALUE! | 762 | 0 | #N/A | 0 | N/A | 0 | N/A |  | 762 | 0 | #N/A | #N/A | #N/A | #N/A | 0 | 0
[6 empty] | 763 | [27 empty] | 0 | 0 | 0 | 0 |  | 0 | 0 |  | TRUE | 0 | 0 | 0 | FALSE | +00 | +00 | TRUE | TRUE | FALSE | FALSE | 0 | 0 | TRUE | TRUE | FALSE | FALSE | 0 | 0 | #N/A | #N/A | #N/A | 0 | 0 | 0 | 0 | 0 | 0 | 0 | 0 | #N/A | 100000 | #N/A | 100000 | #N/A | 0 | #N/A | 0 | #N/A | 0.005307 | #N/A | 0.005307 | [22 empty] | 763 | #N/A | #N/A | #N/A | #N/A | #N/A | #N/A | 0 | #VALUE! | 763 | 0 | #N/A | 0 | N/A | 0 | N/A |  | 763 | 0 | #N/A | #N/A | #N/A | #N/A | 0 | 0
[6 empty] | 764 | [27 empty] | 0 | 0 | 0 | 0 |  | 0 | 0 |  | TRUE | 0 | 0 | 0 | FALSE | +00 | +00 | TRUE | TRUE | FALSE | FALSE | 0 | 0 | TRUE | TRUE | FALSE | FALSE | 0 | 0 | #N/A | #N/A | #N/A | 0 | 0 | 0 | 0 | 0 | 0 | 0 | 0 | #N/A | 100000 | #N/A | 100000 | #N/A | 0 | #N/A | 0 | #N/A | 0.005307 | #N/A | 0.005307 | [22 empty] | 764 | #N/A | #N/A | #N/A | #N/A | #N/A | #N/A | 0 | #VALUE! | 764 | 0 | #N/A | 0 | N/A | 0 | N/A |  | 764 | 0 | #N/A | #N/A | #N/A | #N/A | 0 | 0
[6 empty] | 765 | [27 empty] | 0 | 0 | 0 | 0 |  | 0 | 0 |  | TRUE | 0 | 0 | 0 | FALSE | +00 | +00 | TRUE | TRUE | FALSE | FALSE | 0 | 0 | TRUE | TRUE | FALSE | FALSE | 0 | 0 | #N/A | #N/A | #N/A | 0 | 0 | 0 | 0 | 0 | 0 | 0 | 0 | #N/A | 100000 | #N/A | 100000 | #N/A | 0 | #N/A | 0 | #N/A | 0.005307 | #N/A | 0.005307 | [22 empty] | 765 | #N/A | #N/A | #N/A | #N/A | #N/A | #N/A | 0 | #VALUE! | 765 | 0 | #N/A | 0 | N/A | 0 | N/A |  | 765 | 0 | #N/A | #N/A | #N/A | #N/A | 0 | 0
[6 empty] | 766 | [27 empty] | 0 | 0 | 0 | 0 |  | 0 | 0 |  | TRUE | 0 | 0 | 0 | FALSE | +00 | +00 | TRUE | TRUE | FALSE | FALSE | 0 | 0 | TRUE | TRUE | FALSE | FALSE | 0 | 0 | #N/A | #N/A | #N/A | 0 | 0 | 0 | 0 | 0 | 0 | 0 | 0 | #N/A | 100000 | #N/A | 100000 | #N/A | 0 | #N/A | 0 | #N/A | 0.005307 | #N/A | 0.005307 | [22 empty] | 766 | #N/A | #N/A | #N/A | #N/A | #N/A | #N/A | 0 | #VALUE! | 766 | 0 | #N/A | 0 | N/A | 0 | N/A |  | 766 | 0 | #N/A | #N/A | #N/A | #N/A | 0 | 0
[6 empty] | 767 | [27 empty] | 0 | 0 | 0 | 0 |  | 0 | 0 |  | TRUE | 0 | 0 | 0 | FALSE | +00 | +00 | TRUE | TRUE | FALSE | FALSE | 0 | 0 | TRUE | TRUE | FALSE | FALSE | 0 | 0 | #N/A | #N/A | #N/A | 0 | 0 | 0 | 0 | 0 | 0 | 0 | 0 | #N/A | 100000 | #N/A | 100000 | #N/A | 0 | #N/A | 0 | #N/A | 0.005307 | #N/A | 0.005307 | [22 empty] | 767 | #N/A | #N/A | #N/A | #N/A | #N/A | #N/A | 0 | #VALUE! | 767 | 0 | #N/A | 0 | N/A | 0 | N/A |  | 767 | 0 | #N/A | #N/A | #N/A | #N/A | 0 | 0
[6 empty] | 768 | [27 empty] | 0 | 0 | 0 | 0 |  | 0 | 0 |  | TRUE | 0 | 0 | 0 | FALSE | +00 | +00 | TRUE | TRUE | FALSE | FALSE | 0 | 0 | TRUE | TRUE | FALSE | FALSE | 0 | 0 | #N/A | #N/A | #N/A | 0 | 0 | 0 | 0 | 0 | 0 | 0 | 0 | #N/A | 100000 | #N/A | 100000 | #N/A | 0 | #N/A | 0 | #N/A | 0.005307 | #N/A | 0.005307 | [22 empty] | 768 | #N/A | #N/A | #N/A | #N/A | #N/A | #N/A | 0 | #VALUE! | 768 | 0 | #N/A | 0 | N/A | 0 | N/A |  | 768 | 0 | #N/A | #N/A | #N/A | #N/A | 0 | 0
[6 empty] | 769 | [27 empty] | 0 | 0 | 0 | 0 |  | 0 | 0 |  | TRUE | 0 | 0 | 0 | FALSE | +00 | +00 | TRUE | TRUE | FALSE | FALSE | 0 | 0 | TRUE | TRUE | FALSE | FALSE | 0 | 0 | #N/A | #N/A | #N/A | 0 | 0 | 0 | 0 | 0 | 0 | 0 | 0 | #N/A | 100000 | #N/A | 100000 | #N/A | 0 | #N/A | 0 | #N/A | 0.005307 | #N/A | 0.005307 | [22 empty] | 769 | #N/A | #N/A | #N/A | #N/A | #N/A | #N/A | 0 | #VALUE! | 769 | 0 | #N/A | 0 | N/A | 0 | N/A |  | 769 | 0 | #N/A | #N/A | #N/A | #N/A | 0 | 0
[6 empty] | 770 | [27 empty] | 0 | 0 | 0 | 0 |  | 0 | 0 |  | TRUE | 0 | 0 | 0 | FALSE | +00 | +00 | TRUE | TRUE | FALSE | FALSE | 0 | 0 | TRUE | TRUE | FALSE | FALSE | 0 | 0 | #N/A | #N/A | #N/A | 0 | 0 | 0 | 0 | 0 | 0 | 0 | 0 | #N/A | 100000 | #N/A | 100000 | #N/A | 0 | #N/A | 0 | #N/A | 0.005307 | #N/A | 0.005307 | [22 empty] | 770 | #N/A | #N/A | #N/A | #N/A | #N/A | #N/A | 0 | #VALUE! | 770 | 0 | #N/A | 0 | N/A | 0 | N/A |  | 770 | 0 | #N/A | #N/A | #N/A | #N/A | 0 | 0
[6 empty] | 771 | [27 empty] | 0 | 0 | 0 | 0 |  | 0 | 0 |  | TRUE | 0 | 0 | 0 | FALSE | +00 | +00 | TRUE | TRUE | FALSE | FALSE | 0 | 0 | TRUE | TRUE | FALSE | FALSE | 0 | 0 | #N/A | #N/A | #N/A | 0 | 0 | 0 | 0 | 0 | 0 | 0 | 0 | #N/A | 100000 | #N/A | 100000 | #N/A | 0 | #N/A | 0 | #N/A | 0.005307 | #N/A | 0.005307 | [22 empty] | 771 | #N/A | #N/A | #N/A | #N/A | #N/A | #N/A | 0 | #VALUE! | 771 | 0 | #N/A | 0 | N/A | 0 | N/A |  | 771 | 0 | #N/A | #N/A | #N/A | #N/A | 0 | 0
[6 empty] | 772 | [27 empty] | 0 | 0 | 0 | 0 |  | 0 | 0 |  | TRUE | 0 | 0 | 0 | FALSE | +00 | +00 | TRUE | TRUE | FALSE | FALSE | 0 | 0 | TRUE | TRUE | FALSE | FALSE | 0 | 0 | #N/A | #N/A | #N/A | 0 | 0 | 0 | 0 | 0 | 0 | 0 | 0 | #N/A | 100000 | #N/A | 100000 | #N/A | 0 | #N/A | 0 | #N/A | 0.005307 | #N/A | 0.005307 | [22 empty] | 772 | #N/A | #N/A | #N/A | #N/A | #N/A | #N/A | 0 | #VALUE! | 772 | 0 | #N/A | 0 | N/A | 0 | N/A |  | 772 | 0 | #N/A | #N/A | #N/A | #N/A | 0 | 0
[6 empty] | 773 | [27 empty] | 0 | 0 | 0 | 0 |  | 0 | 0 |  | TRUE | 0 | 0 | 0 | FALSE | +00 | +00 | TRUE | TRUE | FALSE | FALSE | 0 | 0 | TRUE | TRUE | FALSE | FALSE | 0 | 0 | #N/A | #N/A | #N/A | 0 | 0 | 0 | 0 | 0 | 0 | 0 | 0 | #N/A | 100000 | #N/A | 100000 | #N/A | 0 | #N/A | 0 | #N/A | 0.005307 | #N/A | 0.005307 | [22 empty] | 773 | #N/A | #N/A | #N/A | #N/A | #N/A | #N/A | 0 | #VALUE! | 773 | 0 | #N/A | 0 | N/A | 0 | N/A |  | 773 | 0 | #N/A | #N/A | #N/A | #N/A | 0 | 0
[6 empty] | 774 | [27 empty] | 0 | 0 | 0 | 0 |  | 0 | 0 |  | TRUE | 0 | 0 | 0 | FALSE | +00 | +00 | TRUE | TRUE | FALSE | FALSE | 0 | 0 | TRUE | TRUE | FALSE | FALSE | 0 | 0 | #N/A | #N/A | #N/A | 0 | 0 | 0 | 0 | 0 | 0 | 0 | 0 | #N/A | 100000 | #N/A | 100000 | #N/A | 0 | #N/A | 0 | #N/A | 0.005307 | #N/A | 0.005307 | [22 empty] | 774 | #N/A | #N/A | #N/A | #N/A | #N/A | #N/A | 0 | #VALUE! | 774 | 0 | #N/A | 0 | N/A | 0 | N/A |  | 774 | 0 | #N/A | #N/A | #N/A | #N/A | 0 | 0
[6 empty] | 775 | [27 empty] | 0 | 0 | 0 | 0 |  | 0 | 0 |  | TRUE | 0 | 0 | 0 | FALSE | +00 | +00 | TRUE | TRUE | FALSE | FALSE | 0 | 0 | TRUE | TRUE | FALSE | FALSE | 0 | 0 | #N/A | #N/A | #N/A | 0 | 0 | 0 | 0 | 0 | 0 | 0 | 0 | #N/A | 100000 | #N/A | 100000 | #N/A | 0 | #N/A | 0 | #N/A | 0.005307 | #N/A | 0.005307 | [22 empty] | 775 | #N/A | #N/A | #N/A | #N/A | #N/A | #N/A | 0 | #VALUE! | 775 | 0 | #N/A | 0 | N/A | 0 | N/A |  | 775 | 0 | #N/A | #N/A | #N/A | #N/A | 0 | 0
[6 empty] | 776 | [27 empty] | 0 | 0 | 0 | 0 |  | 0 | 0 |  | TRUE | 0 | 0 | 0 | FALSE | +00 | +00 | TRUE | TRUE | FALSE | FALSE | 0 | 0 | TRUE | TRUE | FALSE | FALSE | 0 | 0 | #N/A | #N/A | #N/A | 0 | 0 | 0 | 0 | 0 | 0 | 0 | 0 | #N/A | 100000 | #N/A | 100000 | #N/A | 0 | #N/A | 0 | #N/A | 0.005307 | #N/A | 0.005307 | [22 empty] | 776 | #N/A | #N/A | #N/A | #N/A | #N/A | #N/A | 0 | #VALUE! | 776 | 0 | #N/A | 0 | N/A | 0 | N/A |  | 776 | 0 | #N/A | #N/A | #N/A | #N/A | 0 | 0
[6 empty] | 777 | [27 empty] | 0 | 0 | 0 | 0 |  | 0 | 0 |  | TRUE | 0 | 0 | 0 | FALSE | +00 | +00 | TRUE | TRUE | FALSE | FALSE | 0 | 0 | TRUE | TRUE | FALSE | FALSE | 0 | 0 | #N/A | #N/A | #N/A | 0 | 0 | 0 | 0 | 0 | 0 | 0 | 0 | #N/A | 100000 | #N/A | 100000 | #N/A | 0 | #N/A | 0 | #N/A | 0.005307 | #N/A | 0.005307 | [22 empty] | 777 | #N/A | #N/A | #N/A | #N/A | #N/A | #N/A | 0 | #VALUE! | 777 | 0 | #N/A | 0 | N/A | 0 | N/A |  | 777 | 0 | #N/A | #N/A | #N/A | #N/A | 0 | 0
[6 empty] | 778 | [27 empty] | 0 | 0 | 0 | 0 |  | 0 | 0 |  | TRUE | 0 | 0 | 0 | FALSE | +00 | +00 | TRUE | TRUE | FALSE | FALSE | 0 | 0 | TRUE | TRUE | FALSE | FALSE | 0 | 0 | #N/A | #N/A | #N/A | 0 | 0 | 0 | 0 | 0 | 0 | 0 | 0 | #N/A | 100000 | #N/A | 100000 | #N/A | 0 | #N/A | 0 | #N/A | 0.005307 | #N/A | 0.005307 | [22 empty] | 778 | #N/A | #N/A | #N/A | #N/A | #N/A | #N/A | 0 | #VALUE! | 778 | 0 | #N/A | 0 | N/A | 0 | N/A |  | 778 | 0 | #N/A | #N/A | #N/A | #N/A | 0 | 0
[6 empty] | 779 | [27 empty] | 0 | 0 | 0 | 0 |  | 0 | 0 |  | TRUE | 0 | 0 | 0 | FALSE | +00 | +00 | TRUE | TRUE | FALSE | FALSE | 0 | 0 | TRUE | TRUE | FALSE | FALSE | 0 | 0 | #N/A | #N/A | #N/A | 0 | 0 | 0 | 0 | 0 | 0 | 0 | 0 | #N/A | 100000 | #N/A | 100000 | #N/A | 0 | #N/A | 0 | #N/A | 0.005307 | #N/A | 0.005307 | [22 empty] | 779 | #N/A | #N/A | #N/A | #N/A | #N/A | #N/A | 0 | #VALUE! | 779 | 0 | #N/A | 0 | N/A | 0 | N/A |  | 779 | 0 | #N/A | #N/A | #N/A | #N/A | 0 | 0
[6 empty] | 780 | [27 empty] | 0 | 0 | 0 | 0 |  | 0 | 0 |  | TRUE | 0 | 0 | 0 | FALSE | +00 | +00 | TRUE | TRUE | FALSE | FALSE | 0 | 0 | TRUE | TRUE | FALSE | FALSE | 0 | 0 | #N/A | #N/A | #N/A | 0 | 0 | 0 | 0 | 0 | 0 | 0 | 0 | #N/A | 100000 | #N/A | 100000 | #N/A | 0 | #N/A | 0 | #N/A | 0.005307 | #N/A | 0.005307 | [22 empty] | 780 | #N/A | #N/A | #N/A | #N/A | #N/A | #N/A | 0 | #VALUE! | 780 | 0 | #N/A | 0 | N/A | 0 | N/A |  | 780 | 0 | #N/A | #N/A | #N/A | #N/A | 0 | 0
[6 empty] | 781 | [27 empty] | 0 | 0 | 0 | 0 |  | 0 | 0 |  | TRUE | 0 | 0 | 0 | FALSE | +00 | +00 | TRUE | TRUE | FALSE | FALSE | 0 | 0 | TRUE | TRUE | FALSE | FALSE | 0 | 0 | #N/A | #N/A | #N/A | 0 | 0 | 0 | 0 | 0 | 0 | 0 | 0 | #N/A | 100000 | #N/A | 100000 | #N/A | 0 | #N/A | 0 | #N/A | 0.005307 | #N/A | 0.005307 | [22 empty] | 781 | #N/A | #N/A | #N/A | #N/A | #N/A | #N/A | 0 | #VALUE! | 781 | 0 | #N/A | 0 | N/A | 0 | N/A |  | 781 | 0 | #N/A | #N/A | #N/A | #N/A | 0 | 0
[6 empty] | 782 | [27 empty] | 0 | 0 | 0 | 0 |  | 0 | 0 |  | TRUE | 0 | 0 | 0 | FALSE | +00 | +00 | TRUE | TRUE | FALSE | FALSE | 0 | 0 | TRUE | TRUE | FALSE | FALSE | 0 | 0 | #N/A | #N/A | #N/A | 0 | 0 | 0 | 0 | 0 | 0 | 0 | 0 | #N/A | 100000 | #N/A | 100000 | #N/A | 0 | #N/A | 0 | #N/A | 0.005307 | #N/A | 0.005307 | [22 empty] | 782 | #N/A | #N/A | #N/A | #N/A | #N/A | #N/A | 0 | #VALUE! | 782 | 0 | #N/A | 0 | N/A | 0 | N/A |  | 782 | 0 | #N/A | #N/A | #N/A | #N/A | 0 | 0
[6 empty] | 783 | [27 empty] | 0 | 0 | 0 | 0 |  | 0 | 0 |  | TRUE | 0 | 0 | 0 | FALSE | +00 | +00 | TRUE | TRUE | FALSE | FALSE | 0 | 0 | TRUE | TRUE | FALSE | FALSE | 0 | 0 | #N/A | #N/A | #N/A | 0 | 0 | 0 | 0 | 0 | 0 | 0 | 0 | #N/A | 100000 | #N/A | 100000 | #N/A | 0 | #N/A | 0 | #N/A | 0.005307 | #N/A | 0.005307 | [22 empty] | 783 | #N/A | #N/A | #N/A | #N/A | #N/A | #N/A | 0 | #VALUE! | 783 | 0 | #N/A | 0 | N/A | 0 | N/A |  | 783 | 0 | #N/A | #N/A | #N/A | #N/A | 0 | 0
[6 empty] | 784 | [27 empty] | 0 | 0 | 0 | 0 |  | 0 | 0 |  | TRUE | 0 | 0 | 0 | FALSE | +00 | +00 | TRUE | TRUE | FALSE | FALSE | 0 | 0 | TRUE | TRUE | FALSE | FALSE | 0 | 0 | #N/A | #N/A | #N/A | 0 | 0 | 0 | 0 | 0 | 0 | 0 | 0 | #N/A | 100000 | #N/A | 100000 | #N/A | 0 | #N/A | 0 | #N/A | 0.005307 | #N/A | 0.005307 | [22 empty] | 784 | #N/A | #N/A | #N/A | #N/A | #N/A | #N/A | 0 | #VALUE! | 784 | 0 | #N/A | 0 | N/A | 0 | N/A |  | 784 | 0 | #N/A | #N/A | #N/A | #N/A | 0 | 0
[6 empty] | 785 | [27 empty] | 0 | 0 | 0 | 0 |  | 0 | 0 |  | TRUE | 0 | 0 | 0 | FALSE | +00 | +00 | TRUE | TRUE | FALSE | FALSE | 0 | 0 | TRUE | TRUE | FALSE | FALSE | 0 | 0 | #N/A | #N/A | #N/A | 0 | 0 | 0 | 0 | 0 | 0 | 0 | 0 | #N/A | 100000 | #N/A | 100000 | #N/A | 0 | #N/A | 0 | #N/A | 0.005307 | #N/A | 0.005307 | [22 empty] | 785 | #N/A | #N/A | #N/A | #N/A | #N/A | #N/A | 0 | #VALUE! | 785 | 0 | #N/A | 0 | N/A | 0 | N/A |  | 785 | 0 | #N/A | #N/A | #N/A | #N/A | 0 | 0
[6 empty] | 786 | [27 empty] | 0 | 0 | 0 | 0 |  | 0 | 0 |  | TRUE | 0 | 0 | 0 | FALSE | +00 | +00 | TRUE | TRUE | FALSE | FALSE | 0 | 0 | TRUE | TRUE | FALSE | FALSE | 0 | 0 | #N/A | #N/A | #N/A | 0 | 0 | 0 | 0 | 0 | 0 | 0 | 0 | #N/A | 100000 | #N/A | 100000 | #N/A | 0 | #N/A | 0 | #N/A | 0.005307 | #N/A | 0.005307 | [22 empty] | 786 | #N/A | #N/A | #N/A | #N/A | #N/A | #N/A | 0 | #VALUE! | 786 | 0 | #N/A | 0 | N/A | 0 | N/A |  | 786 | 0 | #N/A | #N/A | #N/A | #N/A | 0 | 0
[6 empty] | 787 | [27 empty] | 0 | 0 | 0 | 0 |  | 0 | 0 |  | TRUE | 0 | 0 | 0 | FALSE | +00 | +00 | TRUE | TRUE | FALSE | FALSE | 0 | 0 | TRUE | TRUE | FALSE | FALSE | 0 | 0 | #N/A | #N/A | #N/A | 0 | 0 | 0 | 0 | 0 | 0 | 0 | 0 | #N/A | 100000 | #N/A | 100000 | #N/A | 0 | #N/A | 0 | #N/A | 0.005307 | #N/A | 0.005307 | [22 empty] | 787 | #N/A | #N/A | #N/A | #N/A | #N/A | #N/A | 0 | #VALUE! | 787 | 0 | #N/A | 0 | N/A | 0 | N/A |  | 787 | 0 | #N/A | #N/A | #N/A | #N/A | 0 | 0
[6 empty] | 788 | [27 empty] | 0 | 0 | 0 | 0 |  | 0 | 0 |  | TRUE | 0 | 0 | 0 | FALSE | +00 | +00 | TRUE | TRUE | FALSE | FALSE | 0 | 0 | TRUE | TRUE | FALSE | FALSE | 0 | 0 | #N/A | #N/A | #N/A | 0 | 0 | 0 | 0 | 0 | 0 | 0 | 0 | #N/A | 100000 | #N/A | 100000 | #N/A | 0 | #N/A | 0 | #N/A | 0.005307 | #N/A | 0.005307 | [22 empty] | 788 | #N/A | #N/A | #N/A | #N/A | #N/A | #N/A | 0 | #VALUE! | 788 | 0 | #N/A | 0 | N/A | 0 | N/A |  | 788 | 0 | #N/A | #N/A | #N/A | #N/A | 0 | 0
[6 empty] | 789 | [27 empty] | 0 | 0 | 0 | 0 |  | 0 | 0 |  | TRUE | 0 | 0 | 0 | FALSE | +00 | +00 | TRUE | TRUE | FALSE | FALSE | 0 | 0 | TRUE | TRUE | FALSE | FALSE | 0 | 0 | #N/A | #N/A | #N/A | 0 | 0 | 0 | 0 | 0 | 0 | 0 | 0 | #N/A | 100000 | #N/A | 100000 | #N/A | 0 | #N/A | 0 | #N/A | 0.005307 | #N/A | 0.005307 | [22 empty] | 789 | #N/A | #N/A | #N/A | #N/A | #N/A | #N/A | 0 | #VALUE! | 789 | 0 | #N/A | 0 | N/A | 0 | N/A |  | 789 | 0 | #N/A | #N/A | #N/A | #N/A | 0 | 0
[6 empty] | 790 | [27 empty] | 0 | 0 | 0 | 0 |  | 0 | 0 |  | TRUE | 0 | 0 | 0 | FALSE | +00 | +00 | TRUE | TRUE | FALSE | FALSE | 0 | 0 | TRUE | TRUE | FALSE | FALSE | 0 | 0 | #N/A | #N/A | #N/A | 0 | 0 | 0 | 0 | 0 | 0 | 0 | 0 | #N/A | 100000 | #N/A | 100000 | #N/A | 0 | #N/A | 0 | #N/A | 0.005307 | #N/A | 0.005307 | [22 empty] | 790 | #N/A | #N/A | #N/A | #N/A | #N/A | #N/A | 0 | #VALUE! | 790 | 0 | #N/A | 0 | N/A | 0 | N/A |  | 790 | 0 | #N/A | #N/A | #N/A | #N/A | 0 | 0
[6 empty] | 791 | [27 empty] | 0 | 0 | 0 | 0 |  | 0 | 0 |  | TRUE | 0 | 0 | 0 | FALSE | +00 | +00 | TRUE | TRUE | FALSE | FALSE | 0 | 0 | TRUE | TRUE | FALSE | FALSE | 0 | 0 | #N/A | #N/A | #N/A | 0 | 0 | 0 | 0 | 0 | 0 | 0 | 0 | #N/A | 100000 | #N/A | 100000 | #N/A | 0 | #N/A | 0 | #N/A | 0.005307 | #N/A | 0.005307 | [22 empty] | 791 | #N/A | #N/A | #N/A | #N/A | #N/A | #N/A | 0 | #VALUE! | 791 | 0 | #N/A | 0 | N/A | 0 | N/A |  | 791 | 0 | #N/A | #N/A | #N/A | #N/A | 0 | 0
[6 empty] | 792 | [27 empty] | 0 | 0 | 0 | 0 |  | 0 | 0 |  | TRUE | 0 | 0 | 0 | FALSE | +00 | +00 | TRUE | TRUE | FALSE | FALSE | 0 | 0 | TRUE | TRUE | FALSE | FALSE | 0 | 0 | #N/A | #N/A | #N/A | 0 | 0 | 0 | 0 | 0 | 0 | 0 | 0 | #N/A | 100000 | #N/A | 100000 | #N/A | 0 | #N/A | 0 | #N/A | 0.005307 | #N/A | 0.005307 | [22 empty] | 792 | #N/A | #N/A | #N/A | #N/A | #N/A | #N/A | 0 | #VALUE! | 792 | 0 | #N/A | 0 | N/A | 0 | N/A |  | 792 | 0 | #N/A | #N/A | #N/A | #N/A | 0 | 0
[6 empty] | 793 | [27 empty] | 0 | 0 | 0 | 0 |  | 0 | 0 |  | TRUE | 0 | 0 | 0 | FALSE | +00 | +00 | TRUE | TRUE | FALSE | FALSE | 0 | 0 | TRUE | TRUE | FALSE | FALSE | 0 | 0 | #N/A | #N/A | #N/A | 0 | 0 | 0 | 0 | 0 | 0 | 0 | 0 | #N/A | 100000 | #N/A | 100000 | #N/A | 0 | #N/A | 0 | #N/A | 0.005307 | #N/A | 0.005307 | [22 empty] | 793 | #N/A | #N/A | #N/A | #N/A | #N/A | #N/A | 0 | #VALUE! | 793 | 0 | #N/A | 0 | N/A | 0 | N/A |  | 793 | 0 | #N/A | #N/A | #N/A | #N/A | 0 | 0
[6 empty] | 794 | [27 empty] | 0 | 0 | 0 | 0 |  | 0 | 0 |  | TRUE | 0 | 0 | 0 | FALSE | +00 | +00 | TRUE | TRUE | FALSE | FALSE | 0 | 0 | TRUE | TRUE | FALSE | FALSE | 0 | 0 | #N/A | #N/A | #N/A | 0 | 0 | 0 | 0 | 0 | 0 | 0 | 0 | #N/A | 100000 | #N/A | 100000 | #N/A | 0 | #N/A | 0 | #N/A | 0.005307 | #N/A | 0.005307 | [22 empty] | 794 | #N/A | #N/A | #N/A | #N/A | #N/A | #N/A | 0 | #VALUE! | 794 | 0 | #N/A | 0 | N/A | 0 | N/A |  | 794 | 0 | #N/A | #N/A | #N/A | #N/A | 0 | 0
[6 empty] | 795 | [27 empty] | 0 | 0 | 0 | 0 |  | 0 | 0 |  | TRUE | 0 | 0 | 0 | FALSE | +00 | +00 | TRUE | TRUE | FALSE | FALSE | 0 | 0 | TRUE | TRUE | FALSE | FALSE | 0 | 0 | #N/A | #N/A | #N/A | 0 | 0 | 0 | 0 | 0 | 0 | 0 | 0 | #N/A | 100000 | #N/A | 100000 | #N/A | 0 | #N/A | 0 | #N/A | 0.005307 | #N/A | 0.005307 | [22 empty] | 795 | #N/A | #N/A | #N/A | #N/A | #N/A | #N/A | 0 | #VALUE! | 795 | 0 | #N/A | 0 | N/A | 0 | N/A |  | 795 | 0 | #N/A | #N/A | #N/A | #N/A | 0 | 0
[6 empty] | 796 | [27 empty] | 0 | 0 | 0 | 0 |  | 0 | 0 |  | TRUE | 0 | 0 | 0 | FALSE | +00 | +00 | TRUE | TRUE | FALSE | FALSE | 0 | 0 | TRUE | TRUE | FALSE | FALSE | 0 | 0 | #N/A | #N/A | #N/A | 0 | 0 | 0 | 0 | 0 | 0 | 0 | 0 | #N/A | 100000 | #N/A | 100000 | #N/A | 0 | #N/A | 0 | #N/A | 0.005307 | #N/A | 0.005307 | [22 empty] | 796 | #N/A | #N/A | #N/A | #N/A | #N/A | #N/A | 0 | #VALUE! | 796 | 0 | #N/A | 0 | N/A | 0 | N/A |  | 796 | 0 | #N/A | #N/A | #N/A | #N/A | 0 | 0
[6 empty] | 797 | [27 empty] | 0 | 0 | 0 | 0 |  | 0 | 0 |  | TRUE | 0 | 0 | 0 | FALSE | +00 | +00 | TRUE | TRUE | FALSE | FALSE | 0 | 0 | TRUE | TRUE | FALSE | FALSE | 0 | 0 | #N/A | #N/A | #N/A | 0 | 0 | 0 | 0 | 0 | 0 | 0 | 0 | #N/A | 100000 | #N/A | 100000 | #N/A | 0 | #N/A | 0 | #N/A | 0.005307 | #N/A | 0.005307 | [22 empty] | 797 | #N/A | #N/A | #N/A | #N/A | #N/A | #N/A | 0 | #VALUE! | 797 | 0 | #N/A | 0 | N/A | 0 | N/A |  | 797 | 0 | #N/A | #N/A | #N/A | #N/A | 0 | 0
[6 empty] | 798 | [27 empty] | 0 | 0 | 0 | 0 |  | 0 | 0 |  | TRUE | 0 | 0 | 0 | FALSE | +00 | +00 | TRUE | TRUE | FALSE | FALSE | 0 | 0 | TRUE | TRUE | FALSE | FALSE | 0 | 0 | #N/A | #N/A | #N/A | 0 | 0 | 0 | 0 | 0 | 0 | 0 | 0 | #N/A | 100000 | #N/A | 100000 | #N/A | 0 | #N/A | 0 | #N/A | 0.005307 | #N/A | 0.005307 | [22 empty] | 798 | #N/A | #N/A | #N/A | #N/A | #N/A | #N/A | 0 | #VALUE! | 798 | 0 | #N/A | 0 | N/A | 0 | N/A |  | 798 | 0 | #N/A | #N/A | #N/A | #N/A | 0 | 0
[6 empty] | 799 | [27 empty] | 0 | 0 | 0 | 0 |  | 0 | 0 |  | TRUE | 0 | 0 | 0 | FALSE | +00 | +00 | TRUE | TRUE | FALSE | FALSE | 0 | 0 | TRUE | TRUE | FALSE | FALSE | 0 | 0 | #N/A | #N/A | #N/A | 0 | 0 | 0 | 0 | 0 | 0 | 0 | 0 | #N/A | 100000 | #N/A | 100000 | #N/A | 0 | #N/A | 0 | #N/A | 0.005307 | #N/A | 0.005307 | [22 empty] | 799 | #N/A | #N/A | #N/A | #N/A | #N/A | #N/A | 0 | #VALUE! | 799 | 0 | #N/A | 0 | N/A | 0 | N/A |  | 799 | 0 | #N/A | #N/A | #N/A | #N/A | 0 | 0
[6 empty] | 800 | [27 empty] | 0 | 0 | 0 | 0 |  | 0 | 0 |  | TRUE | 0 | 0 | 0 | FALSE | +00 | +00 | TRUE | TRUE | FALSE | FALSE | 0 | 0 | TRUE | TRUE | FALSE | FALSE | 0 | 0 | #N/A | #N/A | #N/A | 0 | 0 | 0 | 0 | 0 | 0 | 0 | 0 | #N/A | 100000 | #N/A | 100000 | #N/A | 0 | #N/A | 0 | #N/A | 0.005307 | #N/A | 0.005307 | [22 empty] | 800 | #N/A | #N/A | #N/A | #N/A | #N/A | #N/A | 0 | #VALUE! | 800 | 0 | #N/A | 0 | N/A | 0 | N/A |  | 800 | 0 | #N/A | #N/A | #N/A | #N/A | 0 | 0
[6 empty] | 801 | [27 empty] | 0 | 0 | 0 | 0 |  | 0 | 0 |  | TRUE | 0 | 0 | 0 | FALSE | +00 | +00 | TRUE | TRUE | FALSE | FALSE | 0 | 0 | TRUE | TRUE | FALSE | FALSE | 0 | 0 | #N/A | #N/A | #N/A | 0 | 0 | 0 | 0 | 0 | 0 | 0 | 0 | #N/A | 100000 | #N/A | 100000 | #N/A | 0 | #N/A | 0 | #N/A | 0.005307 | #N/A | 0.005307 | [22 empty] | 801 | #N/A | #N/A | #N/A | #N/A | #N/A | #N/A | 0 | #VALUE! | 801 | 0 | #N/A | 0 | N/A | 0 | N/A |  | 801 | 0 | #N/A | #N/A | #N/A | #N/A | 0 | 0
[6 empty] | 802 | [27 empty] | 0 | 0 | 0 | 0 |  | 0 | 0 |  | TRUE | 0 | 0 | 0 | FALSE | +00 | +00 | TRUE | TRUE | FALSE | FALSE | 0 | 0 | TRUE | TRUE | FALSE | FALSE | 0 | 0 | #N/A | #N/A | #N/A | 0 | 0 | 0 | 0 | 0 | 0 | 0 | 0 | #N/A | 100000 | #N/A | 100000 | #N/A | 0 | #N/A | 0 | #N/A | 0.005307 | #N/A | 0.005307 | [22 empty] | 802 | #N/A | #N/A | #N/A | #N/A | #N/A | #N/A | 0 | #VALUE! | 802 | 0 | #N/A | 0 | N/A | 0 | N/A |  | 802 | 0 | #N/A | #N/A | #N/A | #N/A | 0 | 0
[6 empty] | 803 | [27 empty] | 0 | 0 | 0 | 0 |  | 0 | 0 |  | TRUE | 0 | 0 | 0 | FALSE | +00 | +00 | TRUE | TRUE | FALSE | FALSE | 0 | 0 | TRUE | TRUE | FALSE | FALSE | 0 | 0 | #N/A | #N/A | #N/A | 0 | 0 | 0 | 0 | 0 | 0 | 0 | 0 | #N/A | 100000 | #N/A | 100000 | #N/A | 0 | #N/A | 0 | #N/A | 0.005307 | #N/A | 0.005307 | [22 empty] | 803 | #N/A | #N/A | #N/A | #N/A | #N/A | #N/A | 0 | #VALUE! | 803 | 0 | #N/A | 0 | N/A | 0 | N/A |  | 803 | 0 | #N/A | #N/A | #N/A | #N/A | 0 | 0
[6 empty] | 804 | [27 empty] | 0 | 0 | 0 | 0 |  | 0 | 0 |  | TRUE | 0 | 0 | 0 | FALSE | +00 | +00 | TRUE | TRUE | FALSE | FALSE | 0 | 0 | TRUE | TRUE | FALSE | FALSE | 0 | 0 | #N/A | #N/A | #N/A | 0 | 0 | 0 | 0 | 0 | 0 | 0 | 0 | #N/A | 100000 | #N/A | 100000 | #N/A | 0 | #N/A | 0 | #N/A | 0.005307 | #N/A | 0.005307 | [22 empty] | 804 | #N/A | #N/A | #N/A | #N/A | #N/A | #N/A | 0 | #VALUE! | 804 | 0 | #N/A | 0 | N/A | 0 | N/A |  | 804 | 0 | #N/A | #N/A | #N/A | #N/A | 0 | 0
[6 empty] | 805 | [27 empty] | 0 | 0 | 0 | 0 |  | 0 | 0 |  | TRUE | 0 | 0 | 0 | FALSE | +00 | +00 | TRUE | TRUE | FALSE | FALSE | 0 | 0 | TRUE | TRUE | FALSE | FALSE | 0 | 0 | #N/A | #N/A | #N/A | 0 | 0 | 0 | 0 | 0 | 0 | 0 | 0 | #N/A | 100000 | #N/A | 100000 | #N/A | 0 | #N/A | 0 | #N/A | 0.005307 | #N/A | 0.005307 | [22 empty] | 805 | #N/A | #N/A | #N/A | #N/A | #N/A | #N/A | 0 | #VALUE! | 805 | 0 | #N/A | 0 | N/A | 0 | N/A |  | 805 | 0 | #N/A | #N/A | #N/A | #N/A | 0 | 0
[6 empty] | 806 | [27 empty] | 0 | 0 | 0 | 0 |  | 0 | 0 |  | TRUE | 0 | 0 | 0 | FALSE | +00 | +00 | TRUE | TRUE | FALSE | FALSE | 0 | 0 | TRUE | TRUE | FALSE | FALSE | 0 | 0 | #N/A | #N/A | #N/A | 0 | 0 | 0 | 0 | 0 | 0 | 0 | 0 | #N/A | 100000 | #N/A | 100000 | #N/A | 0 | #N/A | 0 | #N/A | 0.005307 | #N/A | 0.005307 | [22 empty] | 806 | #N/A | #N/A | #N/A | #N/A | #N/A | #N/A | 0 | #VALUE! | 806 | 0 | #N/A | 0 | N/A | 0 | N/A |  | 806 | 0 | #N/A | #N/A | #N/A | #N/A | 0 | 0
[6 empty] | 807 | [27 empty] | 0 | 0 | 0 | 0 |  | 0 | 0 |  | TRUE | 0 | 0 | 0 | FALSE | +00 | +00 | TRUE | TRUE | FALSE | FALSE | 0 | 0 | TRUE | TRUE | FALSE | FALSE | 0 | 0 | #N/A | #N/A | #N/A | 0 | 0 | 0 | 0 | 0 | 0 | 0 | 0 | #N/A | 100000 | #N/A | 100000 | #N/A | 0 | #N/A | 0 | #N/A | 0.005307 | #N/A | 0.005307 | [22 empty] | 807 | #N/A | #N/A | #N/A | #N/A | #N/A | #N/A | 0 | #VALUE! | 807 | 0 | #N/A | 0 | N/A | 0 | N/A |  | 807 | 0 | #N/A | #N/A | #N/A | #N/A | 0 | 0
[6 empty] | 808 | [27 empty] | 0 | 0 | 0 | 0 |  | 0 | 0 |  | TRUE | 0 | 0 | 0 | FALSE | +00 | +00 | TRUE | TRUE | FALSE | FALSE | 0 | 0 | TRUE | TRUE | FALSE | FALSE | 0 | 0 | #N/A | #N/A | #N/A | 0 | 0 | 0 | 0 | 0 | 0 | 0 | 0 | #N/A | 100000 | #N/A | 100000 | #N/A | 0 | #N/A | 0 | #N/A | 0.005307 | #N/A | 0.005307 | [22 empty] | 808 | #N/A | #N/A | #N/A | #N/A | #N/A | #N/A | 0 | #VALUE! | 808 | 0 | #N/A | 0 | N/A | 0 | N/A |  | 808 | 0 | #N/A | #N/A | #N/A | #N/A | 0 | 0
[6 empty] | 809 | [27 empty] | 0 | 0 | 0 | 0 |  | 0 | 0 |  | TRUE | 0 | 0 | 0 | FALSE | +00 | +00 | TRUE | TRUE | FALSE | FALSE | 0 | 0 | TRUE | TRUE | FALSE | FALSE | 0 | 0 | #N/A | #N/A | #N/A | 0 | 0 | 0 | 0 | 0 | 0 | 0 | 0 | #N/A | 100000 | #N/A | 100000 | #N/A | 0 | #N/A | 0 | #N/A | 0.005307 | #N/A | 0.005307 | [22 empty] | 809 | #N/A | #N/A | #N/A | #N/A | #N/A | #N/A | 0 | #VALUE! | 809 | 0 | #N/A | 0 | N/A | 0 | N/A |  | 809 | 0 | #N/A | #N/A | #N/A | #N/A | 0 | 0
[6 empty] | 810 | [27 empty] | 0 | 0 | 0 | 0 |  | 0 | 0 |  | TRUE | 0 | 0 | 0 | FALSE | +00 | +00 | TRUE | TRUE | FALSE | FALSE | 0 | 0 | TRUE | TRUE | FALSE | FALSE | 0 | 0 | #N/A | #N/A | #N/A | 0 | 0 | 0 | 0 | 0 | 0 | 0 | 0 | #N/A | 100000 | #N/A | 100000 | #N/A | 0 | #N/A | 0 | #N/A | 0.005307 | #N/A | 0.005307 | [22 empty] | 810 | #N/A | #N/A | #N/A | #N/A | #N/A | #N/A | 0 | #VALUE! | 810 | 0 | #N/A | 0 | N/A | 0 | N/A |  | 810 | 0 | #N/A | #N/A | #N/A | #N/A | 0 | 0
[6 empty] | 811 | [27 empty] | 0 | 0 | 0 | 0 |  | 0 | 0 |  | TRUE | 0 | 0 | 0 | FALSE | +00 | +00 | TRUE | TRUE | FALSE | FALSE | 0 | 0 | TRUE | TRUE | FALSE | FALSE | 0 | 0 | #N/A | #N/A | #N/A | 0 | 0 | 0 | 0 | 0 | 0 | 0 | 0 | #N/A | 100000 | #N/A | 100000 | #N/A | 0 | #N/A | 0 | #N/A | 0.005307 | #N/A | 0.005307 | [22 empty] | 811 | #N/A | #N/A | #N/A | #N/A | #N/A | #N/A | 0 | #VALUE! | 811 | 0 | #N/A | 0 | N/A | 0 | N/A |  | 811 | 0 | #N/A | #N/A | #N/A | #N/A | 0 | 0
[6 empty] | 812 | [27 empty] | 0 | 0 | 0 | 0 |  | 0 | 0 |  | TRUE | 0 | 0 | 0 | FALSE | +00 | +00 | TRUE | TRUE | FALSE | FALSE | 0 | 0 | TRUE | TRUE | FALSE | FALSE | 0 | 0 | #N/A | #N/A | #N/A | 0 | 0 | 0 | 0 | 0 | 0 | 0 | 0 | #N/A | 100000 | #N/A | 100000 | #N/A | 0 | #N/A | 0 | #N/A | 0.005307 | #N/A | 0.005307 | [22 empty] | 812 | #N/A | #N/A | #N/A | #N/A | #N/A | #N/A | 0 | #VALUE! | 812 | 0 | #N/A | 0 | N/A | 0 | N/A |  | 812 | 0 | #N/A | #N/A | #N/A | #N/A | 0 | 0
[6 empty] | 813 | [27 empty] | 0 | 0 | 0 | 0 |  | 0 | 0 |  | TRUE | 0 | 0 | 0 | FALSE | +00 | +00 | TRUE | TRUE | FALSE | FALSE | 0 | 0 | TRUE | TRUE | FALSE | FALSE | 0 | 0 | #N/A | #N/A | #N/A | 0 | 0 | 0 | 0 | 0 | 0 | 0 | 0 | #N/A | 100000 | #N/A | 100000 | #N/A | 0 | #N/A | 0 | #N/A | 0.005307 | #N/A | 0.005307 | [22 empty] | 813 | #N/A | #N/A | #N/A | #N/A | #N/A | #N/A | 0 | #VALUE! | 813 | 0 | #N/A | 0 | N/A | 0 | N/A |  | 813 | 0 | #N/A | #N/A | #N/A | #N/A | 0 | 0
[6 empty] | 814 | [27 empty] | 0 | 0 | 0 | 0 |  | 0 | 0 |  | TRUE | 0 | 0 | 0 | FALSE | +00 | +00 | TRUE | TRUE | FALSE | FALSE | 0 | 0 | TRUE | TRUE | FALSE | FALSE | 0 | 0 | #N/A | #N/A | #N/A | 0 | 0 | 0 | 0 | 0 | 0 | 0 | 0 | #N/A | 100000 | #N/A | 100000 | #N/A | 0 | #N/A | 0 | #N/A | 0.005307 | #N/A | 0.005307 | [22 empty] | 814 | #N/A | #N/A | #N/A | #N/A | #N/A | #N/A | 0 | #VALUE! | 814 | 0 | #N/A | 0 | N/A | 0 | N/A |  | 814 | 0 | #N/A | #N/A | #N/A | #N/A | 0 | 0
[6 empty] | 815 | [27 empty] | 0 | 0 | 0 | 0 |  | 0 | 0 |  | TRUE | 0 | 0 | 0 | FALSE | +00 | +00 | TRUE | TRUE | FALSE | FALSE | 0 | 0 | TRUE | TRUE | FALSE | FALSE | 0 | 0 | #N/A | #N/A | #N/A | 0 | 0 | 0 | 0 | 0 | 0 | 0 | 0 | #N/A | 100000 | #N/A | 100000 | #N/A | 0 | #N/A | 0 | #N/A | 0.005307 | #N/A | 0.005307 | [22 empty] | 815 | #N/A | #N/A | #N/A | #N/A | #N/A | #N/A | 0 | #VALUE! | 815 | 0 | #N/A | 0 | N/A | 0 | N/A |  | 815 | 0 | #N/A | #N/A | #N/A | #N/A | 0 | 0
[6 empty] | 816 | [27 empty] | 0 | 0 | 0 | 0 |  | 0 | 0 |  | TRUE | 0 | 0 | 0 | FALSE | +00 | +00 | TRUE | TRUE | FALSE | FALSE | 0 | 0 | TRUE | TRUE | FALSE | FALSE | 0 | 0 | #N/A | #N/A | #N/A | 0 | 0 | 0 | 0 | 0 | 0 | 0 | 0 | #N/A | 100000 | #N/A | 100000 | #N/A | 0 | #N/A | 0 | #N/A | 0.005307 | #N/A | 0.005307 | [22 empty] | 816 | #N/A | #N/A | #N/A | #N/A | #N/A | #N/A | 0 | #VALUE! | 816 | 0 | #N/A | 0 | N/A | 0 | N/A |  | 816 | 0 | #N/A | #N/A | #N/A | #N/A | 0 | 0
[6 empty] | 817 | [27 empty] | 0 | 0 | 0 | 0 |  | 0 | 0 |  | TRUE | 0 | 0 | 0 | FALSE | +00 | +00 | TRUE | TRUE | FALSE | FALSE | 0 | 0 | TRUE | TRUE | FALSE | FALSE | 0 | 0 | #N/A | #N/A | #N/A | 0 | 0 | 0 | 0 | 0 | 0 | 0 | 0 | #N/A | 100000 | #N/A | 100000 | #N/A | 0 | #N/A | 0 | #N/A | 0.005307 | #N/A | 0.005307 | [22 empty] | 817 | #N/A | #N/A | #N/A | #N/A | #N/A | #N/A | 0 | #VALUE! | 817 | 0 | #N/A | 0 | N/A | 0 | N/A |  | 817 | 0 | #N/A | #N/A | #N/A | #N/A | 0 | 0
[6 empty] | 818 | [27 empty] | 0 | 0 | 0 | 0 |  | 0 | 0 |  | TRUE | 0 | 0 | 0 | FALSE | +00 | +00 | TRUE | TRUE | FALSE | FALSE | 0 | 0 | TRUE | TRUE | FALSE | FALSE | 0 | 0 | #N/A | #N/A | #N/A | 0 | 0 | 0 | 0 | 0 | 0 | 0 | 0 | #N/A | 100000 | #N/A | 100000 | #N/A | 0 | #N/A | 0 | #N/A | 0.005307 | #N/A | 0.005307 | [22 empty] | 818 | #N/A | #N/A | #N/A | #N/A | #N/A | #N/A | 0 | #VALUE! | 818 | 0 | #N/A | 0 | N/A | 0 | N/A |  | 818 | 0 | #N/A | #N/A | #N/A | #N/A | 0 | 0
[6 empty] | 819 | [27 empty] | 0 | 0 | 0 | 0 |  | 0 | 0 |  | TRUE | 0 | 0 | 0 | FALSE | +00 | +00 | TRUE | TRUE | FALSE | FALSE | 0 | 0 | TRUE | TRUE | FALSE | FALSE | 0 | 0 | #N/A | #N/A | #N/A | 0 | 0 | 0 | 0 | 0 | 0 | 0 | 0 | #N/A | 100000 | #N/A | 100000 | #N/A | 0 | #N/A | 0 | #N/A | 0.005307 | #N/A | 0.005307 | [22 empty] | 819 | #N/A | #N/A | #N/A | #N/A | #N/A | #N/A | 0 | #VALUE! | 819 | 0 | #N/A | 0 | N/A | 0 | N/A |  | 819 | 0 | #N/A | #N/A | #N/A | #N/A | 0 | 0
[6 empty] | 820 | [27 empty] | 0 | 0 | 0 | 0 |  | 0 | 0 |  | TRUE | 0 | 0 | 0 | FALSE | +00 | +00 | TRUE | TRUE | FALSE | FALSE | 0 | 0 | TRUE | TRUE | FALSE | FALSE | 0 | 0 | #N/A | #N/A | #N/A | 0 | 0 | 0 | 0 | 0 | 0 | 0 | 0 | #N/A | 100000 | #N/A | 100000 | #N/A | 0 | #N/A | 0 | #N/A | 0.005307 | #N/A | 0.005307 | [22 empty] | 820 | #N/A | #N/A | #N/A | #N/A | #N/A | #N/A | 0 | #VALUE! | 820 | 0 | #N/A | 0 | N/A | 0 | N/A |  | 820 | 0 | #N/A | #N/A | #N/A | #N/A | 0 | 0
[6 empty] | 821 | [27 empty] | 0 | 0 | 0 | 0 |  | 0 | 0 |  | TRUE | 0 | 0 | 0 | FALSE | +00 | +00 | TRUE | TRUE | FALSE | FALSE | 0 | 0 | TRUE | TRUE | FALSE | FALSE | 0 | 0 | #N/A | #N/A | #N/A | 0 | 0 | 0 | 0 | 0 | 0 | 0 | 0 | #N/A | 100000 | #N/A | 100000 | #N/A | 0 | #N/A | 0 | #N/A | 0.005307 | #N/A | 0.005307 | [22 empty] | 821 | #N/A | #N/A | #N/A | #N/A | #N/A | #N/A | 0 | #VALUE! | 821 | 0 | #N/A | 0 | N/A | 0 | N/A |  | 821 | 0 | #N/A | #N/A | #N/A | #N/A | 0 | 0
[6 empty] | 822 | [27 empty] | 0 | 0 | 0 | 0 |  | 0 | 0 |  | TRUE | 0 | 0 | 0 | FALSE | +00 | +00 | TRUE | TRUE | FALSE | FALSE | 0 | 0 | TRUE | TRUE | FALSE | FALSE | 0 | 0 | #N/A | #N/A | #N/A | 0 | 0 | 0 | 0 | 0 | 0 | 0 | 0 | #N/A | 100000 | #N/A | 100000 | #N/A | 0 | #N/A | 0 | #N/A | 0.005307 | #N/A | 0.005307 | [22 empty] | 822 | #N/A | #N/A | #N/A | #N/A | #N/A | #N/A | 0 | #VALUE! | 822 | 0 | #N/A | 0 | N/A | 0 | N/A |  | 822 | 0 | #N/A | #N/A | #N/A | #N/A | 0 | 0
[6 empty] | 823 | [27 empty] | 0 | 0 | 0 | 0 |  | 0 | 0 |  | TRUE | 0 | 0 | 0 | FALSE | +00 | +00 | TRUE | TRUE | FALSE | FALSE | 0 | 0 | TRUE | TRUE | FALSE | FALSE | 0 | 0 | #N/A | #N/A | #N/A | 0 | 0 | 0 | 0 | 0 | 0 | 0 | 0 | #N/A | 100000 | #N/A | 100000 | #N/A | 0 | #N/A | 0 | #N/A | 0.005307 | #N/A | 0.005307 | [22 empty] | 823 | #N/A | #N/A | #N/A | #N/A | #N/A | #N/A | 0 | #VALUE! | 823 | 0 | #N/A | 0 | N/A | 0 | N/A |  | 823 | 0 | #N/A | #N/A | #N/A | #N/A | 0 | 0
[6 empty] | 824 | [27 empty] | 0 | 0 | 0 | 0 |  | 0 | 0 |  | TRUE | 0 | 0 | 0 | FALSE | +00 | +00 | TRUE | TRUE | FALSE | FALSE | 0 | 0 | TRUE | TRUE | FALSE | FALSE | 0 | 0 | #N/A | #N/A | #N/A | 0 | 0 | 0 | 0 | 0 | 0 | 0 | 0 | #N/A | 100000 | #N/A | 100000 | #N/A | 0 | #N/A | 0 | #N/A | 0.005307 | #N/A | 0.005307 | [22 empty] | 824 | #N/A | #N/A | #N/A | #N/A | #N/A | #N/A | 0 | #VALUE! | 824 | 0 | #N/A | 0 | N/A | 0 | N/A |  | 824 | 0 | #N/A | #N/A | #N/A | #N/A | 0 | 0
[6 empty] | 825 | [27 empty] | 0 | 0 | 0 | 0 |  | 0 | 0 |  | TRUE | 0 | 0 | 0 | FALSE | +00 | +00 | TRUE | TRUE | FALSE | FALSE | 0 | 0 | TRUE | TRUE | FALSE | FALSE | 0 | 0 | #N/A | #N/A | #N/A | 0 | 0 | 0 | 0 | 0 | 0 | 0 | 0 | #N/A | 100000 | #N/A | 100000 | #N/A | 0 | #N/A | 0 | #N/A | 0.005307 | #N/A | 0.005307 | [22 empty] | 825 | #N/A | #N/A | #N/A | #N/A | #N/A | #N/A | 0 | #VALUE! | 825 | 0 | #N/A | 0 | N/A | 0 | N/A |  | 825 | 0 | #N/A | #N/A | #N/A | #N/A | 0 | 0
[6 empty] | 826 | [27 empty] | 0 | 0 | 0 | 0 |  | 0 | 0 |  | TRUE | 0 | 0 | 0 | FALSE | +00 | +00 | TRUE | TRUE | FALSE | FALSE | 0 | 0 | TRUE | TRUE | FALSE | FALSE | 0 | 0 | #N/A | #N/A | #N/A | 0 | 0 | 0 | 0 | 0 | 0 | 0 | 0 | #N/A | 100000 | #N/A | 100000 | #N/A | 0 | #N/A | 0 | #N/A | 0.005307 | #N/A | 0.005307 | [22 empty] | 826 | #N/A | #N/A | #N/A | #N/A | #N/A | #N/A | 0 | #VALUE! | 826 | 0 | #N/A | 0 | N/A | 0 | N/A |  | 826 | 0 | #N/A | #N/A | #N/A | #N/A | 0 | 0
[6 empty] | 827 | [27 empty] | 0 | 0 | 0 | 0 |  | 0 | 0 |  | TRUE | 0 | 0 | 0 | FALSE | +00 | +00 | TRUE | TRUE | FALSE | FALSE | 0 | 0 | TRUE | TRUE | FALSE | FALSE | 0 | 0 | #N/A | #N/A | #N/A | 0 | 0 | 0 | 0 | 0 | 0 | 0 | 0 | #N/A | 100000 | #N/A | 100000 | #N/A | 0 | #N/A | 0 | #N/A | 0.005307 | #N/A | 0.005307 | [22 empty] | 827 | #N/A | #N/A | #N/A | #N/A | #N/A | #N/A | 0 | #VALUE! | 827 | 0 | #N/A | 0 | N/A | 0 | N/A |  | 827 | 0 | #N/A | #N/A | #N/A | #N/A | 0 | 0
[6 empty] | 828 | [27 empty] | 0 | 0 | 0 | 0 |  | 0 | 0 |  | TRUE | 0 | 0 | 0 | FALSE | +00 | +00 | TRUE | TRUE | FALSE | FALSE | 0 | 0 | TRUE | TRUE | FALSE | FALSE | 0 | 0 | #N/A | #N/A | #N/A | 0 | 0 | 0 | 0 | 0 | 0 | 0 | 0 | #N/A | 100000 | #N/A | 100000 | #N/A | 0 | #N/A | 0 | #N/A | 0.005307 | #N/A | 0.005307 | [22 empty] | 828 | #N/A | #N/A | #N/A | #N/A | #N/A | #N/A | 0 | #VALUE! | 828 | 0 | #N/A | 0 | N/A | 0 | N/A |  | 828 | 0 | #N/A | #N/A | #N/A | #N/A | 0 | 0
[6 empty] | 829 | [27 empty] | 0 | 0 | 0 | 0 |  | 0 | 0 |  | TRUE | 0 | 0 | 0 | FALSE | +00 | +00 | TRUE | TRUE | FALSE | FALSE | 0 | 0 | TRUE | TRUE | FALSE | FALSE | 0 | 0 | #N/A | #N/A | #N/A | 0 | 0 | 0 | 0 | 0 | 0 | 0 | 0 | #N/A | 100000 | #N/A | 100000 | #N/A | 0 | #N/A | 0 | #N/A | 0.005307 | #N/A | 0.005307 | [22 empty] | 829 | #N/A | #N/A | #N/A | #N/A | #N/A | #N/A | 0 | #VALUE! | 829 | 0 | #N/A | 0 | N/A | 0 | N/A |  | 829 | 0 | #N/A | #N/A | #N/A | #N/A | 0 | 0
[6 empty] | 830 | [27 empty] | 0 | 0 | 0 | 0 |  | 0 | 0 |  | TRUE | 0 | 0 | 0 | FALSE | +00 | +00 | TRUE | TRUE | FALSE | FALSE | 0 | 0 | TRUE | TRUE | FALSE | FALSE | 0 | 0 | #N/A | #N/A | #N/A | 0 | 0 | 0 | 0 | 0 | 0 | 0 | 0 | #N/A | 100000 | #N/A | 100000 | #N/A | 0 | #N/A | 0 | #N/A | 0.005307 | #N/A | 0.005307 | [22 empty] | 830 | #N/A | #N/A | #N/A | #N/A | #N/A | #N/A | 0 | #VALUE! | 830 | 0 | #N/A | 0 | N/A | 0 | N/A |  | 830 | 0 | #N/A | #N/A | #N/A | #N/A | 0 | 0
[6 empty] | 831 | [27 empty] | 0 | 0 | 0 | 0 |  | 0 | 0 |  | TRUE | 0 | 0 | 0 | FALSE | +00 | +00 | TRUE | TRUE | FALSE | FALSE | 0 | 0 | TRUE | TRUE | FALSE | FALSE | 0 | 0 | #N/A | #N/A | #N/A | 0 | 0 | 0 | 0 | 0 | 0 | 0 | 0 | #N/A | 100000 | #N/A | 100000 | #N/A | 0 | #N/A | 0 | #N/A | 0.005307 | #N/A | 0.005307 | [22 empty] | 831 | #N/A | #N/A | #N/A | #N/A | #N/A | #N/A | 0 | #VALUE! | 831 | 0 | #N/A | 0 | N/A | 0 | N/A |  | 831 | 0 | #N/A | #N/A | #N/A | #N/A | 0 | 0
[6 empty] | 832 | [27 empty] | 0 | 0 | 0 | 0 |  | 0 | 0 |  | TRUE | 0 | 0 | 0 | FALSE | +00 | +00 | TRUE | TRUE | FALSE | FALSE | 0 | 0 | TRUE | TRUE | FALSE | FALSE | 0 | 0 | #N/A | #N/A | #N/A | 0 | 0 | 0 | 0 | 0 | 0 | 0 | 0 | #N/A | 100000 | #N/A | 100000 | #N/A | 0 | #N/A | 0 | #N/A | 0.005307 | #N/A | 0.005307 | [22 empty] | 832 | #N/A | #N/A | #N/A | #N/A | #N/A | #N/A | 0 | #VALUE! | 832 | 0 | #N/A | 0 | N/A | 0 | N/A |  | 832 | 0 | #N/A | #N/A | #N/A | #N/A | 0 | 0
[6 empty] | 833 | [27 empty] | 0 | 0 | 0 | 0 |  | 0 | 0 |  | TRUE | 0 | 0 | 0 | FALSE | +00 | +00 | TRUE | TRUE | FALSE | FALSE | 0 | 0 | TRUE | TRUE | FALSE | FALSE | 0 | 0 | #N/A | #N/A | #N/A | 0 | 0 | 0 | 0 | 0 | 0 | 0 | 0 | #N/A | 100000 | #N/A | 100000 | #N/A | 0 | #N/A | 0 | #N/A | 0.005307 | #N/A | 0.005307 | [22 empty] | 833 | #N/A | #N/A | #N/A | #N/A | #N/A | #N/A | 0 | #VALUE! | 833 | 0 | #N/A | 0 | N/A | 0 | N/A |  | 833 | 0 | #N/A | #N/A | #N/A | #N/A | 0 | 0
[6 empty] | 834 | [27 empty] | 0 | 0 | 0 | 0 |  | 0 | 0 |  | TRUE | 0 | 0 | 0 | FALSE | +00 | +00 | TRUE | TRUE | FALSE | FALSE | 0 | 0 | TRUE | TRUE | FALSE | FALSE | 0 | 0 | #N/A | #N/A | #N/A | 0 | 0 | 0 | 0 | 0 | 0 | 0 | 0 | #N/A | 100000 | #N/A | 100000 | #N/A | 0 | #N/A | 0 | #N/A | 0.005307 | #N/A | 0.005307 | [22 empty] | 834 | #N/A | #N/A | #N/A | #N/A | #N/A | #N/A | 0 | #VALUE! | 834 | 0 | #N/A | 0 | N/A | 0 | N/A |  | 834 | 0 | #N/A | #N/A | #N/A | #N/A | 0 | 0
[6 empty] | 835 | [27 empty] | 0 | 0 | 0 | 0 |  | 0 | 0 |  | TRUE | 0 | 0 | 0 | FALSE | +00 | +00 | TRUE | TRUE | FALSE | FALSE | 0 | 0 | TRUE | TRUE | FALSE | FALSE | 0 | 0 | #N/A | #N/A | #N/A | 0 | 0 | 0 | 0 | 0 | 0 | 0 | 0 | #N/A | 100000 | #N/A | 100000 | #N/A | 0 | #N/A | 0 | #N/A | 0.005307 | #N/A | 0.005307 | [22 empty] | 835 | #N/A | #N/A | #N/A | #N/A | #N/A | #N/A | 0 | #VALUE! | 835 | 0 | #N/A | 0 | N/A | 0 | N/A |  | 835 | 0 | #N/A | #N/A | #N/A | #N/A | 0 | 0
[6 empty] | 836 | [27 empty] | 0 | 0 | 0 | 0 |  | 0 | 0 |  | TRUE | 0 | 0 | 0 | FALSE | +00 | +00 | TRUE | TRUE | FALSE | FALSE | 0 | 0 | TRUE | TRUE | FALSE | FALSE | 0 | 0 | #N/A | #N/A | #N/A | 0 | 0 | 0 | 0 | 0 | 0 | 0 | 0 | #N/A | 100000 | #N/A | 100000 | #N/A | 0 | #N/A | 0 | #N/A | 0.005307 | #N/A | 0.005307 | [22 empty] | 836 | #N/A | #N/A | #N/A | #N/A | #N/A | #N/A | 0 | #VALUE! | 836 | 0 | #N/A | 0 | N/A | 0 | N/A |  | 836 | 0 | #N/A | #N/A | #N/A | #N/A | 0 | 0
[6 empty] | 837 | [27 empty] | 0 | 0 | 0 | 0 |  | 0 | 0 |  | TRUE | 0 | 0 | 0 | FALSE | +00 | +00 | TRUE | TRUE | FALSE | FALSE | 0 | 0 | TRUE | TRUE | FALSE | FALSE | 0 | 0 | #N/A | #N/A | #N/A | 0 | 0 | 0 | 0 | 0 | 0 | 0 | 0 | #N/A | 100000 | #N/A | 100000 | #N/A | 0 | #N/A | 0 | #N/A | 0.005307 | #N/A | 0.005307 | [22 empty] | 837 | #N/A | #N/A | #N/A | #N/A | #N/A | #N/A | 0 | #VALUE! | 837 | 0 | #N/A | 0 | N/A | 0 | N/A |  | 837 | 0 | #N/A | #N/A | #N/A | #N/A | 0 | 0
[6 empty] | 838 | [27 empty] | 0 | 0 | 0 | 0 |  | 0 | 0 |  | TRUE | 0 | 0 | 0 | FALSE | +00 | +00 | TRUE | TRUE | FALSE | FALSE | 0 | 0 | TRUE | TRUE | FALSE | FALSE | 0 | 0 | #N/A | #N/A | #N/A | 0 | 0 | 0 | 0 | 0 | 0 | 0 | 0 | #N/A | 100000 | #N/A | 100000 | #N/A | 0 | #N/A | 0 | #N/A | 0.005307 | #N/A | 0.005307 | [22 empty] | 838 | #N/A | #N/A | #N/A | #N/A | #N/A | #N/A | 0 | #VALUE! | 838 | 0 | #N/A | 0 | N/A | 0 | N/A |  | 838 | 0 | #N/A | #N/A | #N/A | #N/A | 0 | 0
[6 empty] | 839 | [27 empty] | 0 | 0 | 0 | 0 |  | 0 | 0 |  | TRUE | 0 | 0 | 0 | FALSE | +00 | +00 | TRUE | TRUE | FALSE | FALSE | 0 | 0 | TRUE | TRUE | FALSE | FALSE | 0 | 0 | #N/A | #N/A | #N/A | 0 | 0 | 0 | 0 | 0 | 0 | 0 | 0 | #N/A | 100000 | #N/A | 100000 | #N/A | 0 | #N/A | 0 | #N/A | 0.005307 | #N/A | 0.005307 | [22 empty] | 839 | #N/A | #N/A | #N/A | #N/A | #N/A | #N/A | 0 | #VALUE! | 839 | 0 | #N/A | 0 | N/A | 0 | N/A |  | 839 | 0 | #N/A | #N/A | #N/A | #N/A | 0 | 0
[6 empty] | 840 | [27 empty] | 0 | 0 | 0 | 0 |  | 0 | 0 |  | TRUE | 0 | 0 | 0 | FALSE | +00 | +00 | TRUE | TRUE | FALSE | FALSE | 0 | 0 | TRUE | TRUE | FALSE | FALSE | 0 | 0 | #N/A | #N/A | #N/A | 0 | 0 | 0 | 0 | 0 | 0 | 0 | 0 | #N/A | 100000 | #N/A | 100000 | #N/A | 0 | #N/A | 0 | #N/A | 0.005307 | #N/A | 0.005307 | [22 empty] | 840 | #N/A | #N/A | #N/A | #N/A | #N/A | #N/A | 0 | #VALUE! | 840 | 0 | #N/A | 0 | N/A | 0 | N/A |  | 840 | 0 | #N/A | #N/A | #N/A | #N/A | 0 | 0
[6 empty] | 841 | [27 empty] | 0 | 0 | 0 | 0 |  | 0 | 0 |  | TRUE | 0 | 0 | 0 | FALSE | +00 | +00 | TRUE | TRUE | FALSE | FALSE | 0 | 0 | TRUE | TRUE | FALSE | FALSE | 0 | 0 | #N/A | #N/A | #N/A | 0 | 0 | 0 | 0 | 0 | 0 | 0 | 0 | #N/A | 100000 | #N/A | 100000 | #N/A | 0 | #N/A | 0 | #N/A | 0.005307 | #N/A | 0.005307 | [22 empty] | 841 | #N/A | #N/A | #N/A | #N/A | #N/A | #N/A | 0 | #VALUE! | 841 | 0 | #N/A | 0 | N/A | 0 | N/A |  | 841 | 0 | #N/A | #N/A | #N/A | #N/A | 0 | 0
[6 empty] | 842 | [27 empty] | 0 | 0 | 0 | 0 |  | 0 | 0 |  | TRUE | 0 | 0 | 0 | FALSE | +00 | +00 | TRUE | TRUE | FALSE | FALSE | 0 | 0 | TRUE | TRUE | FALSE | FALSE | 0 | 0 | #N/A | #N/A | #N/A | 0 | 0 | 0 | 0 | 0 | 0 | 0 | 0 | #N/A | 100000 | #N/A | 100000 | #N/A | 0 | #N/A | 0 | #N/A | 0.005307 | #N/A | 0.005307 | [22 empty] | 842 | #N/A | #N/A | #N/A | #N/A | #N/A | #N/A | 0 | #VALUE! | 842 | 0 | #N/A | 0 | N/A | 0 | N/A |  | 842 | 0 | #N/A | #N/A | #N/A | #N/A | 0 | 0
[6 empty] | 843 | [27 empty] | 0 | 0 | 0 | 0 |  | 0 | 0 |  | TRUE | 0 | 0 | 0 | FALSE | +00 | +00 | TRUE | TRUE | FALSE | FALSE | 0 | 0 | TRUE | TRUE | FALSE | FALSE | 0 | 0 | #N/A | #N/A | #N/A | 0 | 0 | 0 | 0 | 0 | 0 | 0 | 0 | #N/A | 100000 | #N/A | 100000 | #N/A | 0 | #N/A | 0 | #N/A | 0.005307 | #N/A | 0.005307 | [22 empty] | 843 | #N/A | #N/A | #N/A | #N/A | #N/A | #N/A | 0 | #VALUE! | 843 | 0 | #N/A | 0 | N/A | 0 | N/A |  | 843 | 0 | #N/A | #N/A | #N/A | #N/A | 0 | 0
[6 empty] | 844 | [27 empty] | 0 | 0 | 0 | 0 |  | 0 | 0 |  | TRUE | 0 | 0 | 0 | FALSE | +00 | +00 | TRUE | TRUE | FALSE | FALSE | 0 | 0 | TRUE | TRUE | FALSE | FALSE | 0 | 0 | #N/A | #N/A | #N/A | 0 | 0 | 0 | 0 | 0 | 0 | 0 | 0 | #N/A | 100000 | #N/A | 100000 | #N/A | 0 | #N/A | 0 | #N/A | 0.005307 | #N/A | 0.005307 | [22 empty] | 844 | #N/A | #N/A | #N/A | #N/A | #N/A | #N/A | 0 | #VALUE! | 844 | 0 | #N/A | 0 | N/A | 0 | N/A |  | 844 | 0 | #N/A | #N/A | #N/A | #N/A | 0 | 0
[6 empty] | 845 | [27 empty] | 0 | 0 | 0 | 0 |  | 0 | 0 |  | TRUE | 0 | 0 | 0 | FALSE | +00 | +00 | TRUE | TRUE | FALSE | FALSE | 0 | 0 | TRUE | TRUE | FALSE | FALSE | 0 | 0 | #N/A | #N/A | #N/A | 0 | 0 | 0 | 0 | 0 | 0 | 0 | 0 | #N/A | 100000 | #N/A | 100000 | #N/A | 0 | #N/A | 0 | #N/A | 0.005307 | #N/A | 0.005307 | [22 empty] | 845 | #N/A | #N/A | #N/A | #N/A | #N/A | #N/A | 0 | #VALUE! | 845 | 0 | #N/A | 0 | N/A | 0 | N/A |  | 845 | 0 | #N/A | #N/A | #N/A | #N/A | 0 | 0
[6 empty] | 846 | [27 empty] | 0 | 0 | 0 | 0 |  | 0 | 0 |  | TRUE | 0 | 0 | 0 | FALSE | +00 | +00 | TRUE | TRUE | FALSE | FALSE | 0 | 0 | TRUE | TRUE | FALSE | FALSE | 0 | 0 | #N/A | #N/A | #N/A | 0 | 0 | 0 | 0 | 0 | 0 | 0 | 0 | #N/A | 100000 | #N/A | 100000 | #N/A | 0 | #N/A | 0 | #N/A | 0.005307 | #N/A | 0.005307 | [22 empty] | 846 | #N/A | #N/A | #N/A | #N/A | #N/A | #N/A | 0 | #VALUE! | 846 | 0 | #N/A | 0 | N/A | 0 | N/A |  | 846 | 0 | #N/A | #N/A | #N/A | #N/A | 0 | 0
[6 empty] | 847 | [27 empty] | 0 | 0 | 0 | 0 |  | 0 | 0 |  | TRUE | 0 | 0 | 0 | FALSE | +00 | +00 | TRUE | TRUE | FALSE | FALSE | 0 | 0 | TRUE | TRUE | FALSE | FALSE | 0 | 0 | #N/A | #N/A | #N/A | 0 | 0 | 0 | 0 | 0 | 0 | 0 | 0 | #N/A | 100000 | #N/A | 100000 | #N/A | 0 | #N/A | 0 | #N/A | 0.005307 | #N/A | 0.005307 | [22 empty] | 847 | #N/A | #N/A | #N/A | #N/A | #N/A | #N/A | 0 | #VALUE! | 847 | 0 | #N/A | 0 | N/A | 0 | N/A |  | 847 | 0 | #N/A | #N/A | #N/A | #N/A | 0 | 0
[6 empty] | 848 | [27 empty] | 0 | 0 | 0 | 0 |  | 0 | 0 |  | TRUE | 0 | 0 | 0 | FALSE | +00 | +00 | TRUE | TRUE | FALSE | FALSE | 0 | 0 | TRUE | TRUE | FALSE | FALSE | 0 | 0 | #N/A | #N/A | #N/A | 0 | 0 | 0 | 0 | 0 | 0 | 0 | 0 | #N/A | 100000 | #N/A | 100000 | #N/A | 0 | #N/A | 0 | #N/A | 0.005307 | #N/A | 0.005307 | [22 empty] | 848 | #N/A | #N/A | #N/A | #N/A | #N/A | #N/A | 0 | #VALUE! | 848 | 0 | #N/A | 0 | N/A | 0 | N/A |  | 848 | 0 | #N/A | #N/A | #N/A | #N/A | 0 | 0
[6 empty] | 849 | [27 empty] | 0 | 0 | 0 | 0 |  | 0 | 0 |  | TRUE | 0 | 0 | 0 | FALSE | +00 | +00 | TRUE | TRUE | FALSE | FALSE | 0 | 0 | TRUE | TRUE | FALSE | FALSE | 0 | 0 | #N/A | #N/A | #N/A | 0 | 0 | 0 | 0 | 0 | 0 | 0 | 0 | #N/A | 100000 | #N/A | 100000 | #N/A | 0 | #N/A | 0 | #N/A | 0.005307 | #N/A | 0.005307 | [22 empty] | 849 | #N/A | #N/A | #N/A | #N/A | #N/A | #N/A | 0 | #VALUE! | 849 | 0 | #N/A | 0 | N/A | 0 | N/A |  | 849 | 0 | #N/A | #N/A | #N/A | #N/A | 0 | 0
[6 empty] | 850 | [27 empty] | 0 | 0 | 0 | 0 |  | 0 | 0 |  | TRUE | 0 | 0 | 0 | FALSE | +00 | +00 | TRUE | TRUE | FALSE | FALSE | 0 | 0 | TRUE | TRUE | FALSE | FALSE | 0 | 0 | #N/A | #N/A | #N/A | 0 | 0 | 0 | 0 | 0 | 0 | 0 | 0 | #N/A | 100000 | #N/A | 100000 | #N/A | 0 | #N/A | 0 | #N/A | 0.005307 | #N/A | 0.005307 | [22 empty] | 850 | #N/A | #N/A | #N/A | #N/A | #N/A | #N/A | 0 | #VALUE! | 850 | 0 | #N/A | 0 | N/A | 0 | N/A |  | 850 | 0 | #N/A | #N/A | #N/A | #N/A | 0 | 0
[6 empty] | 851 | [27 empty] | 0 | 0 | 0 | 0 |  | 0 | 0 |  | TRUE | 0 | 0 | 0 | FALSE | +00 | +00 | TRUE | TRUE | FALSE | FALSE | 0 | 0 | TRUE | TRUE | FALSE | FALSE | 0 | 0 | #N/A | #N/A | #N/A | 0 | 0 | 0 | 0 | 0 | 0 | 0 | 0 | #N/A | 100000 | #N/A | 100000 | #N/A | 0 | #N/A | 0 | #N/A | 0.005307 | #N/A | 0.005307 | [22 empty] | 851 | #N/A | #N/A | #N/A | #N/A | #N/A | #N/A | 0 | #VALUE! | 851 | 0 | #N/A | 0 | N/A | 0 | N/A |  | 851 | 0 | #N/A | #N/A | #N/A | #N/A | 0 | 0
[6 empty] | 852 | [27 empty] | 0 | 0 | 0 | 0 |  | 0 | 0 |  | TRUE | 0 | 0 | 0 | FALSE | +00 | +00 | TRUE | TRUE | FALSE | FALSE | 0 | 0 | TRUE | TRUE | FALSE | FALSE | 0 | 0 | #N/A | #N/A | #N/A | 0 | 0 | 0 | 0 | 0 | 0 | 0 | 0 | #N/A | 100000 | #N/A | 100000 | #N/A | 0 | #N/A | 0 | #N/A | 0.005307 | #N/A | 0.005307 | [22 empty] | 852 | #N/A | #N/A | #N/A | #N/A | #N/A | #N/A | 0 | #VALUE! | 852 | 0 | #N/A | 0 | N/A | 0 | N/A |  | 852 | 0 | #N/A | #N/A | #N/A | #N/A | 0 | 0
[6 empty] | 853 | [27 empty] | 0 | 0 | 0 | 0 |  | 0 | 0 |  | TRUE | 0 | 0 | 0 | FALSE | +00 | +00 | TRUE | TRUE | FALSE | FALSE | 0 | 0 | TRUE | TRUE | FALSE | FALSE | 0 | 0 | #N/A | #N/A | #N/A | 0 | 0 | 0 | 0 | 0 | 0 | 0 | 0 | #N/A | 100000 | #N/A | 100000 | #N/A | 0 | #N/A | 0 | #N/A | 0.005307 | #N/A | 0.005307 | [22 empty] | 853 | #N/A | #N/A | #N/A | #N/A | #N/A | #N/A | 0 | #VALUE! | 853 | 0 | #N/A | 0 | N/A | 0 | N/A |  | 853 | 0 | #N/A | #N/A | #N/A | #N/A | 0 | 0
[6 empty] | 854 | [27 empty] | 0 | 0 | 0 | 0 |  | 0 | 0 |  | TRUE | 0 | 0 | 0 | FALSE | +00 | +00 | TRUE | TRUE | FALSE | FALSE | 0 | 0 | TRUE | TRUE | FALSE | FALSE | 0 | 0 | #N/A | #N/A | #N/A | 0 | 0 | 0 | 0 | 0 | 0 | 0 | 0 | #N/A | 100000 | #N/A | 100000 | #N/A | 0 | #N/A | 0 | #N/A | 0.005307 | #N/A | 0.005307 | [22 empty] | 854 | #N/A | #N/A | #N/A | #N/A | #N/A | #N/A | 0 | #VALUE! | 854 | 0 | #N/A | 0 | N/A | 0 | N/A |  | 854 | 0 | #N/A | #N/A | #N/A | #N/A | 0 | 0
[6 empty] | 855 | [27 empty] | 0 | 0 | 0 | 0 |  | 0 | 0 |  | TRUE | 0 | 0 | 0 | FALSE | +00 | +00 | TRUE | TRUE | FALSE | FALSE | 0 | 0 | TRUE | TRUE | FALSE | FALSE | 0 | 0 | #N/A | #N/A | #N/A | 0 | 0 | 0 | 0 | 0 | 0 | 0 | 0 | #N/A | 100000 | #N/A | 100000 | #N/A | 0 | #N/A | 0 | #N/A | 0.005307 | #N/A | 0.005307 | [22 empty] | 855 | #N/A | #N/A | #N/A | #N/A | #N/A | #N/A | 0 | #VALUE! | 855 | 0 | #N/A | 0 | N/A | 0 | N/A |  | 855 | 0 | #N/A | #N/A | #N/A | #N/A | 0 | 0
[6 empty] | 856 | [27 empty] | 0 | 0 | 0 | 0 |  | 0 | 0 |  | TRUE | 0 | 0 | 0 | FALSE | +00 | +00 | TRUE | TRUE | FALSE | FALSE | 0 | 0 | TRUE | TRUE | FALSE | FALSE | 0 | 0 | #N/A | #N/A | #N/A | 0 | 0 | 0 | 0 | 0 | 0 | 0 | 0 | #N/A | 100000 | #N/A | 100000 | #N/A | 0 | #N/A | 0 | #N/A | 0.005307 | #N/A | 0.005307 | [22 empty] | 856 | #N/A | #N/A | #N/A | #N/A | #N/A | #N/A | 0 | #VALUE! | 856 | 0 | #N/A | 0 | N/A | 0 | N/A |  | 856 | 0 | #N/A | #N/A | #N/A | #N/A | 0 | 0
[6 empty] | 857 | [27 empty] | 0 | 0 | 0 | 0 |  | 0 | 0 |  | TRUE | 0 | 0 | 0 | FALSE | +00 | +00 | TRUE | TRUE | FALSE | FALSE | 0 | 0 | TRUE | TRUE | FALSE | FALSE | 0 | 0 | #N/A | #N/A | #N/A | 0 | 0 | 0 | 0 | 0 | 0 | 0 | 0 | #N/A | 100000 | #N/A | 100000 | #N/A | 0 | #N/A | 0 | #N/A | 0.005307 | #N/A | 0.005307 | [22 empty] | 857 | #N/A | #N/A | #N/A | #N/A | #N/A | #N/A | 0 | #VALUE! | 857 | 0 | #N/A | 0 | N/A | 0 | N/A |  | 857 | 0 | #N/A | #N/A | #N/A | #N/A | 0 | 0
[6 empty] | 858 | [27 empty] | 0 | 0 | 0 | 0 |  | 0 | 0 |  | TRUE | 0 | 0 | 0 | FALSE | +00 | +00 | TRUE | TRUE | FALSE | FALSE | 0 | 0 | TRUE | TRUE | FALSE | FALSE | 0 | 0 | #N/A | #N/A | #N/A | 0 | 0 | 0 | 0 | 0 | 0 | 0 | 0 | #N/A | 100000 | #N/A | 100000 | #N/A | 0 | #N/A | 0 | #N/A | 0.005307 | #N/A | 0.005307 | [22 empty] | 858 | #N/A | #N/A | #N/A | #N/A | #N/A | #N/A | 0 | #VALUE! | 858 | 0 | #N/A | 0 | N/A | 0 | N/A |  | 858 | 0 | #N/A | #N/A | #N/A | #N/A | 0 | 0
[6 empty] | 859 | [27 empty] | 0 | 0 | 0 | 0 |  | 0 | 0 |  | TRUE | 0 | 0 | 0 | FALSE | +00 | +00 | TRUE | TRUE | FALSE | FALSE | 0 | 0 | TRUE | TRUE | FALSE | FALSE | 0 | 0 | #N/A | #N/A | #N/A | 0 | 0 | 0 | 0 | 0 | 0 | 0 | 0 | #N/A | 100000 | #N/A | 100000 | #N/A | 0 | #N/A | 0 | #N/A | 0.005307 | #N/A | 0.005307 | [22 empty] | 859 | #N/A | #N/A | #N/A | #N/A | #N/A | #N/A | 0 | #VALUE! | 859 | 0 | #N/A | 0 | N/A | 0 | N/A |  | 859 | 0 | #N/A | #N/A | #N/A | #N/A | 0 | 0
[6 empty] | 860 | [27 empty] | 0 | 0 | 0 | 0 |  | 0 | 0 |  | TRUE | 0 | 0 | 0 | FALSE | +00 | +00 | TRUE | TRUE | FALSE | FALSE | 0 | 0 | TRUE | TRUE | FALSE | FALSE | 0 | 0 | #N/A | #N/A | #N/A | 0 | 0 | 0 | 0 | 0 | 0 | 0 | 0 | #N/A | 100000 | #N/A | 100000 | #N/A | 0 | #N/A | 0 | #N/A | 0.005307 | #N/A | 0.005307 | [22 empty] | 860 | #N/A | #N/A | #N/A | #N/A | #N/A | #N/A | 0 | #VALUE! | 860 | 0 | #N/A | 0 | N/A | 0 | N/A |  | 860 | 0 | #N/A | #N/A | #N/A | #N/A | 0 | 0
[6 empty] | 861 | [27 empty] | 0 | 0 | 0 | 0 |  | 0 | 0 |  | TRUE | 0 | 0 | 0 | FALSE | +00 | +00 | TRUE | TRUE | FALSE | FALSE | 0 | 0 | TRUE | TRUE | FALSE | FALSE | 0 | 0 | #N/A | #N/A | #N/A | 0 | 0 | 0 | 0 | 0 | 0 | 0 | 0 | #N/A | 100000 | #N/A | 100000 | #N/A | 0 | #N/A | 0 | #N/A | 0.005307 | #N/A | 0.005307 | [22 empty] | 861 | #N/A | #N/A | #N/A | #N/A | #N/A | #N/A | 0 | #VALUE! | 861 | 0 | #N/A | 0 | N/A | 0 | N/A |  | 861 | 0 | #N/A | #N/A | #N/A | #N/A | 0 | 0
[6 empty] | 862 | [27 empty] | 0 | 0 | 0 | 0 |  | 0 | 0 |  | TRUE | 0 | 0 | 0 | FALSE | +00 | +00 | TRUE | TRUE | FALSE | FALSE | 0 | 0 | TRUE | TRUE | FALSE | FALSE | 0 | 0 | #N/A | #N/A | #N/A | 0 | 0 | 0 | 0 | 0 | 0 | 0 | 0 | #N/A | 100000 | #N/A | 100000 | #N/A | 0 | #N/A | 0 | #N/A | 0.005307 | #N/A | 0.005307 | [22 empty] | 862 | #N/A | #N/A | #N/A | #N/A | #N/A | #N/A | 0 | #VALUE! | 862 | 0 | #N/A | 0 | N/A | 0 | N/A |  | 862 | 0 | #N/A | #N/A | #N/A | #N/A | 0 | 0
[6 empty] | 863 | [27 empty] | 0 | 0 | 0 | 0 |  | 0 | 0 |  | TRUE | 0 | 0 | 0 | FALSE | +00 | +00 | TRUE | TRUE | FALSE | FALSE | 0 | 0 | TRUE | TRUE | FALSE | FALSE | 0 | 0 | #N/A | #N/A | #N/A | 0 | 0 | 0 | 0 | 0 | 0 | 0 | 0 | #N/A | 100000 | #N/A | 100000 | #N/A | 0 | #N/A | 0 | #N/A | 0.005307 | #N/A | 0.005307 | [22 empty] | 863 | #N/A | #N/A | #N/A | #N/A | #N/A | #N/A | 0 | #VALUE! | 863 | 0 | #N/A | 0 | N/A | 0 | N/A |  | 863 | 0 | #N/A | #N/A | #N/A | #N/A | 0 | 0
[6 empty] | 864 | [27 empty] | 0 | 0 | 0 | 0 |  | 0 | 0 |  | TRUE | 0 | 0 | 0 | FALSE | +00 | +00 | TRUE | TRUE | FALSE | FALSE | 0 | 0 | TRUE | TRUE | FALSE | FALSE | 0 | 0 | #N/A | #N/A | #N/A | 0 | 0 | 0 | 0 | 0 | 0 | 0 | 0 | #N/A | 100000 | #N/A | 100000 | #N/A | 0 | #N/A | 0 | #N/A | 0.005307 | #N/A | 0.005307 | [22 empty] | 864 | #N/A | #N/A | #N/A | #N/A | #N/A | #N/A | 0 | #VALUE! | 864 | 0 | #N/A | 0 | N/A | 0 | N/A |  | 864 | 0 | #N/A | #N/A | #N/A | #N/A | 0 | 0
[6 empty] | 865 | [27 empty] | 0 | 0 | 0 | 0 |  | 0 | 0 |  | TRUE | 0 | 0 | 0 | FALSE | +00 | +00 | TRUE | TRUE | FALSE | FALSE | 0 | 0 | TRUE | TRUE | FALSE | FALSE | 0 | 0 | #N/A | #N/A | #N/A | 0 | 0 | 0 | 0 | 0 | 0 | 0 | 0 | #N/A | 100000 | #N/A | 100000 | #N/A | 0 | #N/A | 0 | #N/A | 0.005307 | #N/A | 0.005307 | [22 empty] | 865 | #N/A | #N/A | #N/A | #N/A | #N/A | #N/A | 0 | #VALUE! | 865 | 0 | #N/A | 0 | N/A | 0 | N/A |  | 865 | 0 | #N/A | #N/A | #N/A | #N/A | 0 | 0
[6 empty] | 866 | [27 empty] | 0 | 0 | 0 | 0 |  | 0 | 0 |  | TRUE | 0 | 0 | 0 | FALSE | +00 | +00 | TRUE | TRUE | FALSE | FALSE | 0 | 0 | TRUE | TRUE | FALSE | FALSE | 0 | 0 | #N/A | #N/A | #N/A | 0 | 0 | 0 | 0 | 0 | 0 | 0 | 0 | #N/A | 100000 | #N/A | 100000 | #N/A | 0 | #N/A | 0 | #N/A | 0.005307 | #N/A | 0.005307 | [22 empty] | 866 | #N/A | #N/A | #N/A | #N/A | #N/A | #N/A | 0 | #VALUE! | 866 | 0 | #N/A | 0 | N/A | 0 | N/A |  | 866 | 0 | #N/A | #N/A | #N/A | #N/A | 0 | 0
[6 empty] | 867 | [27 empty] | 0 | 0 | 0 | 0 |  | 0 | 0 |  | TRUE | 0 | 0 | 0 | FALSE | +00 | +00 | TRUE | TRUE | FALSE | FALSE | 0 | 0 | TRUE | TRUE | FALSE | FALSE | 0 | 0 | #N/A | #N/A | #N/A | 0 | 0 | 0 | 0 | 0 | 0 | 0 | 0 | #N/A | 100000 | #N/A | 100000 | #N/A | 0 | #N/A | 0 | #N/A | 0.005307 | #N/A | 0.005307 | [22 empty] | 867 | #N/A | #N/A | #N/A | #N/A | #N/A | #N/A | 0 | #VALUE! | 867 | 0 | #N/A | 0 | N/A | 0 | N/A |  | 867 | 0 | #N/A | #N/A | #N/A | #N/A | 0 | 0
[6 empty] | 868 | [27 empty] | 0 | 0 | 0 | 0 |  | 0 | 0 |  | TRUE | 0 | 0 | 0 | FALSE | +00 | +00 | TRUE | TRUE | FALSE | FALSE | 0 | 0 | TRUE | TRUE | FALSE | FALSE | 0 | 0 | #N/A | #N/A | #N/A | 0 | 0 | 0 | 0 | 0 | 0 | 0 | 0 | #N/A | 100000 | #N/A | 100000 | #N/A | 0 | #N/A | 0 | #N/A | 0.005307 | #N/A | 0.005307 | [22 empty] | 868 | #N/A | #N/A | #N/A | #N/A | #N/A | #N/A | 0 | #VALUE! | 868 | 0 | #N/A | 0 | N/A | 0 | N/A |  | 868 | 0 | #N/A | #N/A | #N/A | #N/A | 0 | 0
[6 empty] | 869 | [27 empty] | 0 | 0 | 0 | 0 |  | 0 | 0 |  | TRUE | 0 | 0 | 0 | FALSE | +00 | +00 | TRUE | TRUE | FALSE | FALSE | 0 | 0 | TRUE | TRUE | FALSE | FALSE | 0 | 0 | #N/A | #N/A | #N/A | 0 | 0 | 0 | 0 | 0 | 0 | 0 | 0 | #N/A | 100000 | #N/A | 100000 | #N/A | 0 | #N/A | 0 | #N/A | 0.005307 | #N/A | 0.005307 | [22 empty] | 869 | #N/A | #N/A | #N/A | #N/A | #N/A | #N/A | 0 | #VALUE! | 869 | 0 | #N/A | 0 | N/A | 0 | N/A |  | 869 | 0 | #N/A | #N/A | #N/A | #N/A | 0 | 0
[6 empty] | 870 | [27 empty] | 0 | 0 | 0 | 0 |  | 0 | 0 |  | TRUE | 0 | 0 | 0 | FALSE | +00 | +00 | TRUE | TRUE | FALSE | FALSE | 0 | 0 | TRUE | TRUE | FALSE | FALSE | 0 | 0 | #N/A | #N/A | #N/A | 0 | 0 | 0 | 0 | 0 | 0 | 0 | 0 | #N/A | 100000 | #N/A | 100000 | #N/A | 0 | #N/A | 0 | #N/A | 0.005307 | #N/A | 0.005307 | [22 empty] | 870 | #N/A | #N/A | #N/A | #N/A | #N/A | #N/A | 0 | #VALUE! | 870 | 0 | #N/A | 0 | N/A | 0 | N/A |  | 870 | 0 | #N/A | #N/A | #N/A | #N/A | 0 | 0
[6 empty] | 871 | [27 empty] | 0 | 0 | 0 | 0 |  | 0 | 0 |  | TRUE | 0 | 0 | 0 | FALSE | +00 | +00 | TRUE | TRUE | FALSE | FALSE | 0 | 0 | TRUE | TRUE | FALSE | FALSE | 0 | 0 | #N/A | #N/A | #N/A | 0 | 0 | 0 | 0 | 0 | 0 | 0 | 0 | #N/A | 100000 | #N/A | 100000 | #N/A | 0 | #N/A | 0 | #N/A | 0.005307 | #N/A | 0.005307 | [22 empty] | 871 | #N/A | #N/A | #N/A | #N/A | #N/A | #N/A | 0 | #VALUE! | 871 | 0 | #N/A | 0 | N/A | 0 | N/A |  | 871 | 0 | #N/A | #N/A | #N/A | #N/A | 0 | 0
[6 empty] | 872 | [27 empty] | 0 | 0 | 0 | 0 |  | 0 | 0 |  | TRUE | 0 | 0 | 0 | FALSE | +00 | +00 | TRUE | TRUE | FALSE | FALSE | 0 | 0 | TRUE | TRUE | FALSE | FALSE | 0 | 0 | #N/A | #N/A | #N/A | 0 | 0 | 0 | 0 | 0 | 0 | 0 | 0 | #N/A | 100000 | #N/A | 100000 | #N/A | 0 | #N/A | 0 | #N/A | 0.005307 | #N/A | 0.005307 | [22 empty] | 872 | #N/A | #N/A | #N/A | #N/A | #N/A | #N/A | 0 | #VALUE! | 872 | 0 | #N/A | 0 | N/A | 0 | N/A |  | 872 | 0 | #N/A | #N/A | #N/A | #N/A | 0 | 0
[6 empty] | 873 | [27 empty] | 0 | 0 | 0 | 0 |  | 0 | 0 |  | TRUE | 0 | 0 | 0 | FALSE | +00 | +00 | TRUE | TRUE | FALSE | FALSE | 0 | 0 | TRUE | TRUE | FALSE | FALSE | 0 | 0 | #N/A | #N/A | #N/A | 0 | 0 | 0 | 0 | 0 | 0 | 0 | 0 | #N/A | 100000 | #N/A | 100000 | #N/A | 0 | #N/A | 0 | #N/A | 0.005307 | #N/A | 0.005307 | [22 empty] | 873 | #N/A | #N/A | #N/A | #N/A | #N/A | #N/A | 0 | #VALUE! | 873 | 0 | #N/A | 0 | N/A | 0 | N/A |  | 873 | 0 | #N/A | #N/A | #N/A | #N/A | 0 | 0
[6 empty] | 874 | [27 empty] | 0 | 0 | 0 | 0 |  | 0 | 0 |  | TRUE | 0 | 0 | 0 | FALSE | +00 | +00 | TRUE | TRUE | FALSE | FALSE | 0 | 0 | TRUE | TRUE | FALSE | FALSE | 0 | 0 | #N/A | #N/A | #N/A | 0 | 0 | 0 | 0 | 0 | 0 | 0 | 0 | #N/A | 100000 | #N/A | 100000 | #N/A | 0 | #N/A | 0 | #N/A | 0.005307 | #N/A | 0.005307 | [22 empty] | 874 | #N/A | #N/A | #N/A | #N/A | #N/A | #N/A | 0 | #VALUE! | 874 | 0 | #N/A | 0 | N/A | 0 | N/A |  | 874 | 0 | #N/A | #N/A | #N/A | #N/A | 0 | 0
[6 empty] | 875 | [27 empty] | 0 | 0 | 0 | 0 |  | 0 | 0 |  | TRUE | 0 | 0 | 0 | FALSE | +00 | +00 | TRUE | TRUE | FALSE | FALSE | 0 | 0 | TRUE | TRUE | FALSE | FALSE | 0 | 0 | #N/A | #N/A | #N/A | 0 | 0 | 0 | 0 | 0 | 0 | 0 | 0 | #N/A | 100000 | #N/A | 100000 | #N/A | 0 | #N/A | 0 | #N/A | 0.005307 | #N/A | 0.005307 | [22 empty] | 875 | #N/A | #N/A | #N/A | #N/A | #N/A | #N/A | 0 | #VALUE! | 875 | 0 | #N/A | 0 | N/A | 0 | N/A |  | 875 | 0 | #N/A | #N/A | #N/A | #N/A | 0 | 0
[6 empty] | 876 | [27 empty] | 0 | 0 | 0 | 0 |  | 0 | 0 |  | TRUE | 0 | 0 | 0 | FALSE | +00 | +00 | TRUE | TRUE | FALSE | FALSE | 0 | 0 | TRUE | TRUE | FALSE | FALSE | 0 | 0 | #N/A | #N/A | #N/A | 0 | 0 | 0 | 0 | 0 | 0 | 0 | 0 | #N/A | 100000 | #N/A | 100000 | #N/A | 0 | #N/A | 0 | #N/A | 0.005307 | #N/A | 0.005307 | [22 empty] | 876 | #N/A | #N/A | #N/A | #N/A | #N/A | #N/A | 0 | #VALUE! | 876 | 0 | #N/A | 0 | N/A | 0 | N/A |  | 876 | 0 | #N/A | #N/A | #N/A | #N/A | 0 | 0
[6 empty] | 877 | [27 empty] | 0 | 0 | 0 | 0 |  | 0 | 0 |  | TRUE | 0 | 0 | 0 | FALSE | +00 | +00 | TRUE | TRUE | FALSE | FALSE | 0 | 0 | TRUE | TRUE | FALSE | FALSE | 0 | 0 | #N/A | #N/A | #N/A | 0 | 0 | 0 | 0 | 0 | 0 | 0 | 0 | #N/A | 100000 | #N/A | 100000 | #N/A | 0 | #N/A | 0 | #N/A | 0.005307 | #N/A | 0.005307 | [22 empty] | 877 | #N/A | #N/A | #N/A | #N/A | #N/A | #N/A | 0 | #VALUE! | 877 | 0 | #N/A | 0 | N/A | 0 | N/A |  | 877 | 0 | #N/A | #N/A | #N/A | #N/A | 0 | 0
[6 empty] | 878 | [27 empty] | 0 | 0 | 0 | 0 |  | 0 | 0 |  | TRUE | 0 | 0 | 0 | FALSE | +00 | +00 | TRUE | TRUE | FALSE | FALSE | 0 | 0 | TRUE | TRUE | FALSE | FALSE | 0 | 0 | #N/A | #N/A | #N/A | 0 | 0 | 0 | 0 | 0 | 0 | 0 | 0 | #N/A | 100000 | #N/A | 100000 | #N/A | 0 | #N/A | 0 | #N/A | 0.005307 | #N/A | 0.005307 | [22 empty] | 878 | #N/A | #N/A | #N/A | #N/A | #N/A | #N/A | 0 | #VALUE! | 878 | 0 | #N/A | 0 | N/A | 0 | N/A |  | 878 | 0 | #N/A | #N/A | #N/A | #N/A | 0 | 0
[6 empty] | 879 | [27 empty] | 0 | 0 | 0 | 0 |  | 0 | 0 |  | TRUE | 0 | 0 | 0 | FALSE | +00 | +00 | TRUE | TRUE | FALSE | FALSE | 0 | 0 | TRUE | TRUE | FALSE | FALSE | 0 | 0 | #N/A | #N/A | #N/A | 0 | 0 | 0 | 0 | 0 | 0 | 0 | 0 | #N/A | 100000 | #N/A | 100000 | #N/A | 0 | #N/A | 0 | #N/A | 0.005307 | #N/A | 0.005307 | [22 empty] | 879 | #N/A | #N/A | #N/A | #N/A | #N/A | #N/A | 0 | #VALUE! | 879 | 0 | #N/A | 0 | N/A | 0 | N/A |  | 879 | 0 | #N/A | #N/A | #N/A | #N/A | 0 | 0
[6 empty] | 880 | [27 empty] | 0 | 0 | 0 | 0 |  | 0 | 0 |  | TRUE | 0 | 0 | 0 | FALSE | +00 | +00 | TRUE | TRUE | FALSE | FALSE | 0 | 0 | TRUE | TRUE | FALSE | FALSE | 0 | 0 | #N/A | #N/A | #N/A | 0 | 0 | 0 | 0 | 0 | 0 | 0 | 0 | #N/A | 100000 | #N/A | 100000 | #N/A | 0 | #N/A | 0 | #N/A | 0.005307 | #N/A | 0.005307 | [22 empty] | 880 | #N/A | #N/A | #N/A | #N/A | #N/A | #N/A | 0 | #VALUE! | 880 | 0 | #N/A | 0 | N/A | 0 | N/A |  | 880 | 0 | #N/A | #N/A | #N/A | #N/A | 0 | 0
[6 empty] | 881 | [27 empty] | 0 | 0 | 0 | 0 |  | 0 | 0 |  | TRUE | 0 | 0 | 0 | FALSE | +00 | +00 | TRUE | TRUE | FALSE | FALSE | 0 | 0 | TRUE | TRUE | FALSE | FALSE | 0 | 0 | #N/A | #N/A | #N/A | 0 | 0 | 0 | 0 | 0 | 0 | 0 | 0 | #N/A | 100000 | #N/A | 100000 | #N/A | 0 | #N/A | 0 | #N/A | 0.005307 | #N/A | 0.005307 | [22 empty] | 881 | #N/A | #N/A | #N/A | #N/A | #N/A | #N/A | 0 | #VALUE! | 881 | 0 | #N/A | 0 | N/A | 0 | N/A |  | 881 | 0 | #N/A | #N/A | #N/A | #N/A | 0 | 0
[6 empty] | 882 | [27 empty] | 0 | 0 | 0 | 0 |  | 0 | 0 |  | TRUE | 0 | 0 | 0 | FALSE | +00 | +00 | TRUE | TRUE | FALSE | FALSE | 0 | 0 | TRUE | TRUE | FALSE | FALSE | 0 | 0 | #N/A | #N/A | #N/A | 0 | 0 | 0 | 0 | 0 | 0 | 0 | 0 | #N/A | 100000 | #N/A | 100000 | #N/A | 0 | #N/A | 0 | #N/A | 0.005307 | #N/A | 0.005307 | [22 empty] | 882 | #N/A | #N/A | #N/A | #N/A | #N/A | #N/A | 0 | #VALUE! | 882 | 0 | #N/A | 0 | N/A | 0 | N/A |  | 882 | 0 | #N/A | #N/A | #N/A | #N/A | 0 | 0
[6 empty] | 883 | [27 empty] | 0 | 0 | 0 | 0 |  | 0 | 0 |  | TRUE | 0 | 0 | 0 | FALSE | +00 | +00 | TRUE | TRUE | FALSE | FALSE | 0 | 0 | TRUE | TRUE | FALSE | FALSE | 0 | 0 | #N/A | #N/A | #N/A | 0 | 0 | 0 | 0 | 0 | 0 | 0 | 0 | #N/A | 100000 | #N/A | 100000 | #N/A | 0 | #N/A | 0 | #N/A | 0.005307 | #N/A | 0.005307 | [22 empty] | 883 | #N/A | #N/A | #N/A | #N/A | #N/A | #N/A | 0 | #VALUE! | 883 | 0 | #N/A | 0 | N/A | 0 | N/A |  | 883 | 0 | #N/A | #N/A | #N/A | #N/A | 0 | 0
[6 empty] | 884 | [27 empty] | 0 | 0 | 0 | 0 |  | 0 | 0 |  | TRUE | 0 | 0 | 0 | FALSE | +00 | +00 | TRUE | TRUE | FALSE | FALSE | 0 | 0 | TRUE | TRUE | FALSE | FALSE | 0 | 0 | #N/A | #N/A | #N/A | 0 | 0 | 0 | 0 | 0 | 0 | 0 | 0 | #N/A | 100000 | #N/A | 100000 | #N/A | 0 | #N/A | 0 | #N/A | 0.005307 | #N/A | 0.005307 | [22 empty] | 884 | #N/A | #N/A | #N/A | #N/A | #N/A | #N/A | 0 | #VALUE! | 884 | 0 | #N/A | 0 | N/A | 0 | N/A |  | 884 | 0 | #N/A | #N/A | #N/A | #N/A | 0 | 0
[6 empty] | 885 | [27 empty] | 0 | 0 | 0 | 0 |  | 0 | 0 |  | TRUE | 0 | 0 | 0 | FALSE | +00 | +00 | TRUE | TRUE | FALSE | FALSE | 0 | 0 | TRUE | TRUE | FALSE | FALSE | 0 | 0 | #N/A | #N/A | #N/A | 0 | 0 | 0 | 0 | 0 | 0 | 0 | 0 | #N/A | 100000 | #N/A | 100000 | #N/A | 0 | #N/A | 0 | #N/A | 0.005307 | #N/A | 0.005307 | [22 empty] | 885 | #N/A | #N/A | #N/A | #N/A | #N/A | #N/A | 0 | #VALUE! | 885 | 0 | #N/A | 0 | N/A | 0 | N/A |  | 885 | 0 | #N/A | #N/A | #N/A | #N/A | 0 | 0
[6 empty] | 886 | [27 empty] | 0 | 0 | 0 | 0 |  | 0 | 0 |  | TRUE | 0 | 0 | 0 | FALSE | +00 | +00 | TRUE | TRUE | FALSE | FALSE | 0 | 0 | TRUE | TRUE | FALSE | FALSE | 0 | 0 | #N/A | #N/A | #N/A | 0 | 0 | 0 | 0 | 0 | 0 | 0 | 0 | #N/A | 100000 | #N/A | 100000 | #N/A | 0 | #N/A | 0 | #N/A | 0.005307 | #N/A | 0.005307 | [22 empty] | 886 | #N/A | #N/A | #N/A | #N/A | #N/A | #N/A | 0 | #VALUE! | 886 | 0 | #N/A | 0 | N/A | 0 | N/A |  | 886 | 0 | #N/A | #N/A | #N/A | #N/A | 0 | 0
[6 empty] | 887 | [27 empty] | 0 | 0 | 0 | 0 |  | 0 | 0 |  | TRUE | 0 | 0 | 0 | FALSE | +00 | +00 | TRUE | TRUE | FALSE | FALSE | 0 | 0 | TRUE | TRUE | FALSE | FALSE | 0 | 0 | #N/A | #N/A | #N/A | 0 | 0 | 0 | 0 | 0 | 0 | 0 | 0 | #N/A | 100000 | #N/A | 100000 | #N/A | 0 | #N/A | 0 | #N/A | 0.005307 | #N/A | 0.005307 | [22 empty] | 887 | #N/A | #N/A | #N/A | #N/A | #N/A | #N/A | 0 | #VALUE! | 887 | 0 | #N/A | 0 | N/A | 0 | N/A |  | 887 | 0 | #N/A | #N/A | #N/A | #N/A | 0 | 0
[6 empty] | 888 | [27 empty] | 0 | 0 | 0 | 0 |  | 0 | 0 |  | TRUE | 0 | 0 | 0 | FALSE | +00 | +00 | TRUE | TRUE | FALSE | FALSE | 0 | 0 | TRUE | TRUE | FALSE | FALSE | 0 | 0 | #N/A | #N/A | #N/A | 0 | 0 | 0 | 0 | 0 | 0 | 0 | 0 | #N/A | 100000 | #N/A | 100000 | #N/A | 0 | #N/A | 0 | #N/A | 0.005307 | #N/A | 0.005307 | [22 empty] | 888 | #N/A | #N/A | #N/A | #N/A | #N/A | #N/A | 0 | #VALUE! | 888 | 0 | #N/A | 0 | N/A | 0 | N/A |  | 888 | 0 | #N/A | #N/A | #N/A | #N/A | 0 | 0
[6 empty] | 889 | [27 empty] | 0 | 0 | 0 | 0 |  | 0 | 0 |  | TRUE | 0 | 0 | 0 | FALSE | +00 | +00 | TRUE | TRUE | FALSE | FALSE | 0 | 0 | TRUE | TRUE | FALSE | FALSE | 0 | 0 | #N/A | #N/A | #N/A | 0 | 0 | 0 | 0 | 0 | 0 | 0 | 0 | #N/A | 100000 | #N/A | 100000 | #N/A | 0 | #N/A | 0 | #N/A | 0.005307 | #N/A | 0.005307 | [22 empty] | 889 | #N/A | #N/A | #N/A | #N/A | #N/A | #N/A | 0 | #VALUE! | 889 | 0 | #N/A | 0 | N/A | 0 | N/A |  | 889 | 0 | #N/A | #N/A | #N/A | #N/A | 0 | 0
[6 empty] | 890 | [27 empty] | 0 | 0 | 0 | 0 |  | 0 | 0 |  | TRUE | 0 | 0 | 0 | FALSE | +00 | +00 | TRUE | TRUE | FALSE | FALSE | 0 | 0 | TRUE | TRUE | FALSE | FALSE | 0 | 0 | #N/A | #N/A | #N/A | 0 | 0 | 0 | 0 | 0 | 0 | 0 | 0 | #N/A | 100000 | #N/A | 100000 | #N/A | 0 | #N/A | 0 | #N/A | 0.005307 | #N/A | 0.005307 | [22 empty] | 890 | #N/A | #N/A | #N/A | #N/A | #N/A | #N/A | 0 | #VALUE! | 890 | 0 | #N/A | 0 | N/A | 0 | N/A |  | 890 | 0 | #N/A | #N/A | #N/A | #N/A | 0 | 0
[6 empty] | 891 | [27 empty] | 0 | 0 | 0 | 0 |  | 0 | 0 |  | TRUE | 0 | 0 | 0 | FALSE | +00 | +00 | TRUE | TRUE | FALSE | FALSE | 0 | 0 | TRUE | TRUE | FALSE | FALSE | 0 | 0 | #N/A | #N/A | #N/A | 0 | 0 | 0 | 0 | 0 | 0 | 0 | 0 | #N/A | 100000 | #N/A | 100000 | #N/A | 0 | #N/A | 0 | #N/A | 0.005307 | #N/A | 0.005307 | [22 empty] | 891 | #N/A | #N/A | #N/A | #N/A | #N/A | #N/A | 0 | #VALUE! | 891 | 0 | #N/A | 0 | N/A | 0 | N/A |  | 891 | 0 | #N/A | #N/A | #N/A | #N/A | 0 | 0
[6 empty] | 892 | [27 empty] | 0 | 0 | 0 | 0 |  | 0 | 0 |  | TRUE | 0 | 0 | 0 | FALSE | +00 | +00 | TRUE | TRUE | FALSE | FALSE | 0 | 0 | TRUE | TRUE | FALSE | FALSE | 0 | 0 | #N/A | #N/A | #N/A | 0 | 0 | 0 | 0 | 0 | 0 | 0 | 0 | #N/A | 100000 | #N/A | 100000 | #N/A | 0 | #N/A | 0 | #N/A | 0.005307 | #N/A | 0.005307 | [22 empty] | 892 | #N/A | #N/A | #N/A | #N/A | #N/A | #N/A | 0 | #VALUE! | 892 | 0 | #N/A | 0 | N/A | 0 | N/A |  | 892 | 0 | #N/A | #N/A | #N/A | #N/A | 0 | 0
[6 empty] | 893 | [27 empty] | 0 | 0 | 0 | 0 |  | 0 | 0 |  | TRUE | 0 | 0 | 0 | FALSE | +00 | +00 | TRUE | TRUE | FALSE | FALSE | 0 | 0 | TRUE | TRUE | FALSE | FALSE | 0 | 0 | #N/A | #N/A | #N/A | 0 | 0 | 0 | 0 | 0 | 0 | 0 | 0 | #N/A | 100000 | #N/A | 100000 | #N/A | 0 | #N/A | 0 | #N/A | 0.005307 | #N/A | 0.005307 | [22 empty] | 893 | #N/A | #N/A | #N/A | #N/A | #N/A | #N/A | 0 | #VALUE! | 893 | 0 | #N/A | 0 | N/A | 0 | N/A |  | 893 | 0 | #N/A | #N/A | #N/A | #N/A | 0 | 0
[6 empty] | 894 | [27 empty] | 0 | 0 | 0 | 0 |  | 0 | 0 |  | TRUE | 0 | 0 | 0 | FALSE | +00 | +00 | TRUE | TRUE | FALSE | FALSE | 0 | 0 | TRUE | TRUE | FALSE | FALSE | 0 | 0 | #N/A | #N/A | #N/A | 0 | 0 | 0 | 0 | 0 | 0 | 0 | 0 | #N/A | 100000 | #N/A | 100000 | #N/A | 0 | #N/A | 0 | #N/A | 0.005307 | #N/A | 0.005307 | [22 empty] | 894 | #N/A | #N/A | #N/A | #N/A | #N/A | #N/A | 0 | #VALUE! | 894 | 0 | #N/A | 0 | N/A | 0 | N/A |  | 894 | 0 | #N/A | #N/A | #N/A | #N/A | 0 | 0
[6 empty] | 895 | [27 empty] | 0 | 0 | 0 | 0 |  | 0 | 0 |  | TRUE | 0 | 0 | 0 | FALSE | +00 | +00 | TRUE | TRUE | FALSE | FALSE | 0 | 0 | TRUE | TRUE | FALSE | FALSE | 0 | 0 | #N/A | #N/A | #N/A | 0 | 0 | 0 | 0 | 0 | 0 | 0 | 0 | #N/A | 100000 | #N/A | 100000 | #N/A | 0 | #N/A | 0 | #N/A | 0.005307 | #N/A | 0.005307 | [22 empty] | 895 | #N/A | #N/A | #N/A | #N/A | #N/A | #N/A | 0 | #VALUE! | 895 | 0 | #N/A | 0 | N/A | 0 | N/A |  | 895 | 0 | #N/A | #N/A | #N/A | #N/A | 0 | 0
[6 empty] | 896 | [27 empty] | 0 | 0 | 0 | 0 |  | 0 | 0 |  | TRUE | 0 | 0 | 0 | FALSE | +00 | +00 | TRUE | TRUE | FALSE | FALSE | 0 | 0 | TRUE | TRUE | FALSE | FALSE | 0 | 0 | #N/A | #N/A | #N/A | 0 | 0 | 0 | 0 | 0 | 0 | 0 | 0 | #N/A | 100000 | #N/A | 100000 | #N/A | 0 | #N/A | 0 | #N/A | 0.005307 | #N/A | 0.005307 | [22 empty] | 896 | #N/A | #N/A | #N/A | #N/A | #N/A | #N/A | 0 | #VALUE! | 896 | 0 | #N/A | 0 | N/A | 0 | N/A |  | 896 | 0 | #N/A | #N/A | #N/A | #N/A | 0 | 0
[6 empty] | 897 | [27 empty] | 0 | 0 | 0 | 0 |  | 0 | 0 |  | TRUE | 0 | 0 | 0 | FALSE | +00 | +00 | TRUE | TRUE | FALSE | FALSE | 0 | 0 | TRUE | TRUE | FALSE | FALSE | 0 | 0 | #N/A | #N/A | #N/A | 0 | 0 | 0 | 0 | 0 | 0 | 0 | 0 | #N/A | 100000 | #N/A | 100000 | #N/A | 0 | #N/A | 0 | #N/A | 0.005307 | #N/A | 0.005307 | [22 empty] | 897 | #N/A | #N/A | #N/A | #N/A | #N/A | #N/A | 0 | #VALUE! | 897 | 0 | #N/A | 0 | N/A | 0 | N/A |  | 897 | 0 | #N/A | #N/A | #N/A | #N/A | 0 | 0
[6 empty] | 898 | [27 empty] | 0 | 0 | 0 | 0 |  | 0 | 0 |  | TRUE | 0 | 0 | 0 | FALSE | +00 | +00 | TRUE | TRUE | FALSE | FALSE | 0 | 0 | TRUE | TRUE | FALSE | FALSE | 0 | 0 | #N/A | #N/A | #N/A | 0 | 0 | 0 | 0 | 0 | 0 | 0 | 0 | #N/A | 100000 | #N/A | 100000 | #N/A | 0 | #N/A | 0 | #N/A | 0.005307 | #N/A | 0.005307 | [22 empty] | 898 | #N/A | #N/A | #N/A | #N/A | #N/A | #N/A | 0 | #VALUE! | 898 | 0 | #N/A | 0 | N/A | 0 | N/A |  | 898 | 0 | #N/A | #N/A | #N/A | #N/A | 0 | 0
[6 empty] | 899 | [27 empty] | 0 | 0 | 0 | 0 |  | 0 | 0 |  | TRUE | 0 | 0 | 0 | FALSE | +00 | +00 | TRUE | TRUE | FALSE | FALSE | 0 | 0 | TRUE | TRUE | FALSE | FALSE | 0 | 0 | #N/A | #N/A | #N/A | 0 | 0 | 0 | 0 | 0 | 0 | 0 | 0 | #N/A | 100000 | #N/A | 100000 | #N/A | 0 | #N/A | 0 | #N/A | 0.005307 | #N/A | 0.005307 | [22 empty] | 899 | #N/A | #N/A | #N/A | #N/A | #N/A | #N/A | 0 | #VALUE! | 899 | 0 | #N/A | 0 | N/A | 0 | N/A |  | 899 | 0 | #N/A | #N/A | #N/A | #N/A | 0 | 0
[6 empty] | 900 | [27 empty] | 0 | 0 | 0 | 0 |  | 0 | 0 |  | TRUE | 0 | 0 | 0 | FALSE | +00 | +00 | TRUE | TRUE | FALSE | FALSE | 0 | 0 | TRUE | TRUE | FALSE | FALSE | 0 | 0 | #N/A | #N/A | #N/A | 0 | 0 | 0 | 0 | 0 | 0 | 0 | 0 | #N/A | 100000 | #N/A | 100000 | #N/A | 0 | #N/A | 0 | #N/A | 0.005307 | #N/A | 0.005307 | [22 empty] | 900 | #N/A | #N/A | #N/A | #N/A | #N/A | #N/A | 0 | #VALUE! | 900 | 0 | #N/A | 0 | N/A | 0 | N/A |  | 900 | 0 | #N/A | #N/A | #N/A | #N/A | 0 | 0
[6 empty] | 901 | [27 empty] | 0 | 0 | 0 | 0 |  | 0 | 0 |  | TRUE | 0 | 0 | 0 | FALSE | +00 | +00 | TRUE | TRUE | FALSE | FALSE | 0 | 0 | TRUE | TRUE | FALSE | FALSE | 0 | 0 | #N/A | #N/A | #N/A | 0 | 0 | 0 | 0 | 0 | 0 | 0 | 0 | #N/A | 100000 | #N/A | 100000 | #N/A | 0 | #N/A | 0 | #N/A | 0.005307 | #N/A | 0.005307 | [22 empty] | 901 | #N/A | #N/A | #N/A | #N/A | #N/A | #N/A | 0 | #VALUE! | 901 | 0 | #N/A | 0 | N/A | 0 | N/A |  | 901 | 0 | #N/A | #N/A | #N/A | #N/A | 0 | 0
[6 empty] | 902 | [27 empty] | 0 | 0 | 0 | 0 |  | 0 | 0 |  | TRUE | 0 | 0 | 0 | FALSE | +00 | +00 | TRUE | TRUE | FALSE | FALSE | 0 | 0 | TRUE | TRUE | FALSE | FALSE | 0 | 0 | #N/A | #N/A | #N/A | 0 | 0 | 0 | 0 | 0 | 0 | 0 | 0 | #N/A | 100000 | #N/A | 100000 | #N/A | 0 | #N/A | 0 | #N/A | 0.005307 | #N/A | 0.005307 | [22 empty] | 902 | #N/A | #N/A | #N/A | #N/A | #N/A | #N/A | 0 | #VALUE! | 902 | 0 | #N/A | 0 | N/A | 0 | N/A |  | 902 | 0 | #N/A | #N/A | #N/A | #N/A | 0 | 0
[6 empty] | 903 | [27 empty] | 0 | 0 | 0 | 0 |  | 0 | 0 |  | TRUE | 0 | 0 | 0 | FALSE | +00 | +00 | TRUE | TRUE | FALSE | FALSE | 0 | 0 | TRUE | TRUE | FALSE | FALSE | 0 | 0 | #N/A | #N/A | #N/A | 0 | 0 | 0 | 0 | 0 | 0 | 0 | 0 | #N/A | 100000 | #N/A | 100000 | #N/A | 0 | #N/A | 0 | #N/A | 0.005307 | #N/A | 0.005307 | [22 empty] | 903 | #N/A | #N/A | #N/A | #N/A | #N/A | #N/A | 0 | #VALUE! | 903 | 0 | #N/A | 0 | N/A | 0 | N/A |  | 903 | 0 | #N/A | #N/A | #N/A | #N/A | 0 | 0
[6 empty] | 904 | [27 empty] | 0 | 0 | 0 | 0 |  | 0 | 0 |  | TRUE | 0 | 0 | 0 | FALSE | +00 | +00 | TRUE | TRUE | FALSE | FALSE | 0 | 0 | TRUE | TRUE | FALSE | FALSE | 0 | 0 | #N/A | #N/A | #N/A | 0 | 0 | 0 | 0 | 0 | 0 | 0 | 0 | #N/A | 100000 | #N/A | 100000 | #N/A | 0 | #N/A | 0 | #N/A | 0.005307 | #N/A | 0.005307 | [22 empty] | 904 | #N/A | #N/A | #N/A | #N/A | #N/A | #N/A | 0 | #VALUE! | 904 | 0 | #N/A | 0 | N/A | 0 | N/A |  | 904 | 0 | #N/A | #N/A | #N/A | #N/A | 0 | 0
[6 empty] | 905 | [27 empty] | 0 | 0 | 0 | 0 |  | 0 | 0 |  | TRUE | 0 | 0 | 0 | FALSE | +00 | +00 | TRUE | TRUE | FALSE | FALSE | 0 | 0 | TRUE | TRUE | FALSE | FALSE | 0 | 0 | #N/A | #N/A | #N/A | 0 | 0 | 0 | 0 | 0 | 0 | 0 | 0 | #N/A | 100000 | #N/A | 100000 | #N/A | 0 | #N/A | 0 | #N/A | 0.005307 | #N/A | 0.005307 | [22 empty] | 905 | #N/A | #N/A | #N/A | #N/A | #N/A | #N/A | 0 | #VALUE! | 905 | 0 | #N/A | 0 | N/A | 0 | N/A |  | 905 | 0 | #N/A | #N/A | #N/A | #N/A | 0 | 0
[6 empty] | 906 | [27 empty] | 0 | 0 | 0 | 0 |  | 0 | 0 |  | TRUE | 0 | 0 | 0 | FALSE | +00 | +00 | TRUE | TRUE | FALSE | FALSE | 0 | 0 | TRUE | TRUE | FALSE | FALSE | 0 | 0 | #N/A | #N/A | #N/A | 0 | 0 | 0 | 0 | 0 | 0 | 0 | 0 | #N/A | 100000 | #N/A | 100000 | #N/A | 0 | #N/A | 0 | #N/A | 0.005307 | #N/A | 0.005307 | [22 empty] | 906 | #N/A | #N/A | #N/A | #N/A | #N/A | #N/A | 0 | #VALUE! | 906 | 0 | #N/A | 0 | N/A | 0 | N/A |  | 906 | 0 | #N/A | #N/A | #N/A | #N/A | 0 | 0
[6 empty] | 907 | [27 empty] | 0 | 0 | 0 | 0 |  | 0 | 0 |  | TRUE | 0 | 0 | 0 | FALSE | +00 | +00 | TRUE | TRUE | FALSE | FALSE | 0 | 0 | TRUE | TRUE | FALSE | FALSE | 0 | 0 | #N/A | #N/A | #N/A | 0 | 0 | 0 | 0 | 0 | 0 | 0 | 0 | #N/A | 100000 | #N/A | 100000 | #N/A | 0 | #N/A | 0 | #N/A | 0.005307 | #N/A | 0.005307 | [22 empty] | 907 | #N/A | #N/A | #N/A | #N/A | #N/A | #N/A | 0 | #VALUE! | 907 | 0 | #N/A | 0 | N/A | 0 | N/A |  | 907 | 0 | #N/A | #N/A | #N/A | #N/A | 0 | 0
[6 empty] | 908 | [27 empty] | 0 | 0 | 0 | 0 |  | 0 | 0 |  | TRUE | 0 | 0 | 0 | FALSE | +00 | +00 | TRUE | TRUE | FALSE | FALSE | 0 | 0 | TRUE | TRUE | FALSE | FALSE | 0 | 0 | #N/A | #N/A | #N/A | 0 | 0 | 0 | 0 | 0 | 0 | 0 | 0 | #N/A | 100000 | #N/A | 100000 | #N/A | 0 | #N/A | 0 | #N/A | 0.005307 | #N/A | 0.005307 | [22 empty] | 908 | #N/A | #N/A | #N/A | #N/A | #N/A | #N/A | 0 | #VALUE! | 908 | 0 | #N/A | 0 | N/A | 0 | N/A |  | 908 | 0 | #N/A | #N/A | #N/A | #N/A | 0 | 0
[6 empty] | 909 | [27 empty] | 0 | 0 | 0 | 0 |  | 0 | 0 |  | TRUE | 0 | 0 | 0 | FALSE | +00 | +00 | TRUE | TRUE | FALSE | FALSE | 0 | 0 | TRUE | TRUE | FALSE | FALSE | 0 | 0 | #N/A | #N/A | #N/A | 0 | 0 | 0 | 0 | 0 | 0 | 0 | 0 | #N/A | 100000 | #N/A | 100000 | #N/A | 0 | #N/A | 0 | #N/A | 0.005307 | #N/A | 0.005307 | [22 empty] | 909 | #N/A | #N/A | #N/A | #N/A | #N/A | #N/A | 0 | #VALUE! | 909 | 0 | #N/A | 0 | N/A | 0 | N/A |  | 909 | 0 | #N/A | #N/A | #N/A | #N/A | 0 | 0
[6 empty] | 910 | [27 empty] | 0 | 0 | 0 | 0 |  | 0 | 0 |  | TRUE | 0 | 0 | 0 | FALSE | +00 | +00 | TRUE | TRUE | FALSE | FALSE | 0 | 0 | TRUE | TRUE | FALSE | FALSE | 0 | 0 | #N/A | #N/A | #N/A | 0 | 0 | 0 | 0 | 0 | 0 | 0 | 0 | #N/A | 100000 | #N/A | 100000 | #N/A | 0 | #N/A | 0 | #N/A | 0.005307 | #N/A | 0.005307 | [22 empty] | 910 | #N/A | #N/A | #N/A | #N/A | #N/A | #N/A | 0 | #VALUE! | 910 | 0 | #N/A | 0 | N/A | 0 | N/A |  | 910 | 0 | #N/A | #N/A | #N/A | #N/A | 0 | 0
[6 empty] | 911 | [27 empty] | 0 | 0 | 0 | 0 |  | 0 | 0 |  | TRUE | 0 | 0 | 0 | FALSE | +00 | +00 | TRUE | TRUE | FALSE | FALSE | 0 | 0 | TRUE | TRUE | FALSE | FALSE | 0 | 0 | #N/A | #N/A | #N/A | 0 | 0 | 0 | 0 | 0 | 0 | 0 | 0 | #N/A | 100000 | #N/A | 100000 | #N/A | 0 | #N/A | 0 | #N/A | 0.005307 | #N/A | 0.005307 | [22 empty] | 911 | #N/A | #N/A | #N/A | #N/A | #N/A | #N/A | 0 | #VALUE! | 911 | 0 | #N/A | 0 | N/A | 0 | N/A |  | 911 | 0 | #N/A | #N/A | #N/A | #N/A | 0 | 0
[6 empty] | 912 | [27 empty] | 0 | 0 | 0 | 0 |  | 0 | 0 |  | TRUE | 0 | 0 | 0 | FALSE | +00 | +00 | TRUE | TRUE | FALSE | FALSE | 0 | 0 | TRUE | TRUE | FALSE | FALSE | 0 | 0 | #N/A | #N/A | #N/A | 0 | 0 | 0 | 0 | 0 | 0 | 0 | 0 | #N/A | 100000 | #N/A | 100000 | #N/A | 0 | #N/A | 0 | #N/A | 0.005307 | #N/A | 0.005307 | [22 empty] | 912 | #N/A | #N/A | #N/A | #N/A | #N/A | #N/A | 0 | #VALUE! | 912 | 0 | #N/A | 0 | N/A | 0 | N/A |  | 912 | 0 | #N/A | #N/A | #N/A | #N/A | 0 | 0
[6 empty] | 913 | [27 empty] | 0 | 0 | 0 | 0 |  | 0 | 0 |  | TRUE | 0 | 0 | 0 | FALSE | +00 | +00 | TRUE | TRUE | FALSE | FALSE | 0 | 0 | TRUE | TRUE | FALSE | FALSE | 0 | 0 | #N/A | #N/A | #N/A | 0 | 0 | 0 | 0 | 0 | 0 | 0 | 0 | #N/A | 100000 | #N/A | 100000 | #N/A | 0 | #N/A | 0 | #N/A | 0.005307 | #N/A | 0.005307 | [22 empty] | 913 | #N/A | #N/A | #N/A | #N/A | #N/A | #N/A | 0 | #VALUE! | 913 | 0 | #N/A | 0 | N/A | 0 | N/A |  | 913 | 0 | #N/A | #N/A | #N/A | #N/A | 0 | 0
[6 empty] | 914 | [27 empty] | 0 | 0 | 0 | 0 |  | 0 | 0 |  | TRUE | 0 | 0 | 0 | FALSE | +00 | +00 | TRUE | TRUE | FALSE | FALSE | 0 | 0 | TRUE | TRUE | FALSE | FALSE | 0 | 0 | #N/A | #N/A | #N/A | 0 | 0 | 0 | 0 | 0 | 0 | 0 | 0 | #N/A | 100000 | #N/A | 100000 | #N/A | 0 | #N/A | 0 | #N/A | 0.005307 | #N/A | 0.005307 | [22 empty] | 914 | #N/A | #N/A | #N/A | #N/A | #N/A | #N/A | 0 | #VALUE! | 914 | 0 | #N/A | 0 | N/A | 0 | N/A |  | 914 | 0 | #N/A | #N/A | #N/A | #N/A | 0 | 0
[6 empty] | 915 | [27 empty] | 0 | 0 | 0 | 0 |  | 0 | 0 |  | TRUE | 0 | 0 | 0 | FALSE | +00 | +00 | TRUE | TRUE | FALSE | FALSE | 0 | 0 | TRUE | TRUE | FALSE | FALSE | 0 | 0 | #N/A | #N/A | #N/A | 0 | 0 | 0 | 0 | 0 | 0 | 0 | 0 | #N/A | 100000 | #N/A | 100000 | #N/A | 0 | #N/A | 0 | #N/A | 0.005307 | #N/A | 0.005307 | [22 empty] | 915 | #N/A | #N/A | #N/A | #N/A | #N/A | #N/A | 0 | #VALUE! | 915 | 0 | #N/A | 0 | N/A | 0 | N/A |  | 915 | 0 | #N/A | #N/A | #N/A | #N/A | 0 | 0
[6 empty] | 916 | [27 empty] | 0 | 0 | 0 | 0 |  | 0 | 0 |  | TRUE | 0 | 0 | 0 | FALSE | +00 | +00 | TRUE | TRUE | FALSE | FALSE | 0 | 0 | TRUE | TRUE | FALSE | FALSE | 0 | 0 | #N/A | #N/A | #N/A | 0 | 0 | 0 | 0 | 0 | 0 | 0 | 0 | #N/A | 100000 | #N/A | 100000 | #N/A | 0 | #N/A | 0 | #N/A | 0.005307 | #N/A | 0.005307 | [22 empty] | 916 | #N/A | #N/A | #N/A | #N/A | #N/A | #N/A | 0 | #VALUE! | 916 | 0 | #N/A | 0 | N/A | 0 | N/A |  | 916 | 0 | #N/A | #N/A | #N/A | #N/A | 0 | 0
[6 empty] | 917 | [27 empty] | 0 | 0 | 0 | 0 |  | 0 | 0 |  | TRUE | 0 | 0 | 0 | FALSE | +00 | +00 | TRUE | TRUE | FALSE | FALSE | 0 | 0 | TRUE | TRUE | FALSE | FALSE | 0 | 0 | #N/A | #N/A | #N/A | 0 | 0 | 0 | 0 | 0 | 0 | 0 | 0 | #N/A | 100000 | #N/A | 100000 | #N/A | 0 | #N/A | 0 | #N/A | 0.005307 | #N/A | 0.005307 | [22 empty] | 917 | #N/A | #N/A | #N/A | #N/A | #N/A | #N/A | 0 | #VALUE! | 917 | 0 | #N/A | 0 | N/A | 0 | N/A |  | 917 | 0 | #N/A | #N/A | #N/A | #N/A | 0 | 0
[6 empty] | 918 | [27 empty] | 0 | 0 | 0 | 0 |  | 0 | 0 |  | TRUE | 0 | 0 | 0 | FALSE | +00 | +00 | TRUE | TRUE | FALSE | FALSE | 0 | 0 | TRUE | TRUE | FALSE | FALSE | 0 | 0 | #N/A | #N/A | #N/A | 0 | 0 | 0 | 0 | 0 | 0 | 0 | 0 | #N/A | 100000 | #N/A | 100000 | #N/A | 0 | #N/A | 0 | #N/A | 0.005307 | #N/A | 0.005307 | [22 empty] | 918 | #N/A | #N/A | #N/A | #N/A | #N/A | #N/A | 0 | #VALUE! | 918 | 0 | #N/A | 0 | N/A | 0 | N/A |  | 918 | 0 | #N/A | #N/A | #N/A | #N/A | 0 | 0
[6 empty] | 919 | [27 empty] | 0 | 0 | 0 | 0 |  | 0 | 0 |  | TRUE | 0 | 0 | 0 | FALSE | +00 | +00 | TRUE | TRUE | FALSE | FALSE | 0 | 0 | TRUE | TRUE | FALSE | FALSE | 0 | 0 | #N/A | #N/A | #N/A | 0 | 0 | 0 | 0 | 0 | 0 | 0 | 0 | #N/A | 100000 | #N/A | 100000 | #N/A | 0 | #N/A | 0 | #N/A | 0.005307 | #N/A | 0.005307 | [22 empty] | 919 | #N/A | #N/A | #N/A | #N/A | #N/A | #N/A | 0 | #VALUE! | 919 | 0 | #N/A | 0 | N/A | 0 | N/A |  | 919 | 0 | #N/A | #N/A | #N/A | #N/A | 0 | 0
[6 empty] | 920 | [27 empty] | 0 | 0 | 0 | 0 |  | 0 | 0 |  | TRUE | 0 | 0 | 0 | FALSE | +00 | +00 | TRUE | TRUE | FALSE | FALSE | 0 | 0 | TRUE | TRUE | FALSE | FALSE | 0 | 0 | #N/A | #N/A | #N/A | 0 | 0 | 0 | 0 | 0 | 0 | 0 | 0 | #N/A | 100000 | #N/A | 100000 | #N/A | 0 | #N/A | 0 | #N/A | 0.005307 | #N/A | 0.005307 | [22 empty] | 920 | #N/A | #N/A | #N/A | #N/A | #N/A | #N/A | 0 | #VALUE! | 920 | 0 | #N/A | 0 | N/A | 0 | N/A |  | 920 | 0 | #N/A | #N/A | #N/A | #N/A | 0 | 0
[6 empty] | 921 | [27 empty] | 0 | 0 | 0 | 0 |  | 0 | 0 |  | TRUE | 0 | 0 | 0 | FALSE | +00 | +00 | TRUE | TRUE | FALSE | FALSE | 0 | 0 | TRUE | TRUE | FALSE | FALSE | 0 | 0 | #N/A | #N/A | #N/A | 0 | 0 | 0 | 0 | 0 | 0 | 0 | 0 | #N/A | 100000 | #N/A | 100000 | #N/A | 0 | #N/A | 0 | #N/A | 0.005307 | #N/A | 0.005307 | [22 empty] | 921 | #N/A | #N/A | #N/A | #N/A | #N/A | #N/A | 0 | #VALUE! | 921 | 0 | #N/A | 0 | N/A | 0 | N/A |  | 921 | 0 | #N/A | #N/A | #N/A | #N/A | 0 | 0
[6 empty] | 922 | [27 empty] | 0 | 0 | 0 | 0 |  | 0 | 0 |  | TRUE | 0 | 0 | 0 | FALSE | +00 | +00 | TRUE | TRUE | FALSE | FALSE | 0 | 0 | TRUE | TRUE | FALSE | FALSE | 0 | 0 | #N/A | #N/A | #N/A | 0 | 0 | 0 | 0 | 0 | 0 | 0 | 0 | #N/A | 100000 | #N/A | 100000 | #N/A | 0 | #N/A | 0 | #N/A | 0.005307 | #N/A | 0.005307 | [22 empty] | 922 | #N/A | #N/A | #N/A | #N/A | #N/A | #N/A | 0 | #VALUE! | 922 | 0 | #N/A | 0 | N/A | 0 | N/A |  | 922 | 0 | #N/A | #N/A | #N/A | #N/A | 0 | 0
[6 empty] | 923 | [27 empty] | 0 | 0 | 0 | 0 |  | 0 | 0 |  | TRUE | 0 | 0 | 0 | FALSE | +00 | +00 | TRUE | TRUE | FALSE | FALSE | 0 | 0 | TRUE | TRUE | FALSE | FALSE | 0 | 0 | #N/A | #N/A | #N/A | 0 | 0 | 0 | 0 | 0 | 0 | 0 | 0 | #N/A | 100000 | #N/A | 100000 | #N/A | 0 | #N/A | 0 | #N/A | 0.005307 | #N/A | 0.005307 | [22 empty] | 923 | #N/A | #N/A | #N/A | #N/A | #N/A | #N/A | 0 | #VALUE! | 923 | 0 | #N/A | 0 | N/A | 0 | N/A |  | 923 | 0 | #N/A | #N/A | #N/A | #N/A | 0 | 0
[6 empty] | 924 | [27 empty] | 0 | 0 | 0 | 0 |  | 0 | 0 |  | TRUE | 0 | 0 | 0 | FALSE | +00 | +00 | TRUE | TRUE | FALSE | FALSE | 0 | 0 | TRUE | TRUE | FALSE | FALSE | 0 | 0 | #N/A | #N/A | #N/A | 0 | 0 | 0 | 0 | 0 | 0 | 0 | 0 | #N/A | 100000 | #N/A | 100000 | #N/A | 0 | #N/A | 0 | #N/A | 0.005307 | #N/A | 0.005307 | [22 empty] | 924 | #N/A | #N/A | #N/A | #N/A | #N/A | #N/A | 0 | #VALUE! | 924 | 0 | #N/A | 0 | N/A | 0 | N/A |  | 924 | 0 | #N/A | #N/A | #N/A | #N/A | 0 | 0
[6 empty] | 925 | [27 empty] | 0 | 0 | 0 | 0 |  | 0 | 0 |  | TRUE | 0 | 0 | 0 | FALSE | +00 | +00 | TRUE | TRUE | FALSE | FALSE | 0 | 0 | TRUE | TRUE | FALSE | FALSE | 0 | 0 | #N/A | #N/A | #N/A | 0 | 0 | 0 | 0 | 0 | 0 | 0 | 0 | #N/A | 100000 | #N/A | 100000 | #N/A | 0 | #N/A | 0 | #N/A | 0.005307 | #N/A | 0.005307 | [22 empty] | 925 | #N/A | #N/A | #N/A | #N/A | #N/A | #N/A | 0 | #VALUE! | 925 | 0 | #N/A | 0 | N/A | 0 | N/A |  | 925 | 0 | #N/A | #N/A | #N/A | #N/A | 0 | 0
[6 empty] | 926 | [27 empty] | 0 | 0 | 0 | 0 |  | 0 | 0 |  | TRUE | 0 | 0 | 0 | FALSE | +00 | +00 | TRUE | TRUE | FALSE | FALSE | 0 | 0 | TRUE | TRUE | FALSE | FALSE | 0 | 0 | #N/A | #N/A | #N/A | 0 | 0 | 0 | 0 | 0 | 0 | 0 | 0 | #N/A | 100000 | #N/A | 100000 | #N/A | 0 | #N/A | 0 | #N/A | 0.005307 | #N/A | 0.005307 | [22 empty] | 926 | #N/A | #N/A | #N/A | #N/A | #N/A | #N/A | 0 | #VALUE! | 926 | 0 | #N/A | 0 | N/A | 0 | N/A |  | 926 | 0 | #N/A | #N/A | #N/A | #N/A | 0 | 0
[6 empty] | 927 | [27 empty] | 0 | 0 | 0 | 0 |  | 0 | 0 |  | TRUE | 0 | 0 | 0 | FALSE | +00 | +00 | TRUE | TRUE | FALSE | FALSE | 0 | 0 | TRUE | TRUE | FALSE | FALSE | 0 | 0 | #N/A | #N/A | #N/A | 0 | 0 | 0 | 0 | 0 | 0 | 0 | 0 | #N/A | 100000 | #N/A | 100000 | #N/A | 0 | #N/A | 0 | #N/A | 0.005307 | #N/A | 0.005307 | [22 empty] | 927 | #N/A | #N/A | #N/A | #N/A | #N/A | #N/A | 0 | #VALUE! | 927 | 0 | #N/A | 0 | N/A | 0 | N/A |  | 927 | 0 | #N/A | #N/A | #N/A | #N/A | 0 | 0
[6 empty] | 928 | [27 empty] | 0 | 0 | 0 | 0 |  | 0 | 0 |  | TRUE | 0 | 0 | 0 | FALSE | +00 | +00 | TRUE | TRUE | FALSE | FALSE | 0 | 0 | TRUE | TRUE | FALSE | FALSE | 0 | 0 | #N/A | #N/A | #N/A | 0 | 0 | 0 | 0 | 0 | 0 | 0 | 0 | #N/A | 100000 | #N/A | 100000 | #N/A | 0 | #N/A | 0 | #N/A | 0.005307 | #N/A | 0.005307 | [22 empty] | 928 | #N/A | #N/A | #N/A | #N/A | #N/A | #N/A | 0 | #VALUE! | 928 | 0 | #N/A | 0 | N/A | 0 | N/A |  | 928 | 0 | #N/A | #N/A | #N/A | #N/A | 0 | 0
[6 empty] | 929 | [27 empty] | 0 | 0 | 0 | 0 |  | 0 | 0 |  | TRUE | 0 | 0 | 0 | FALSE | +00 | +00 | TRUE | TRUE | FALSE | FALSE | 0 | 0 | TRUE | TRUE | FALSE | FALSE | 0 | 0 | #N/A | #N/A | #N/A | 0 | 0 | 0 | 0 | 0 | 0 | 0 | 0 | #N/A | 100000 | #N/A | 100000 | #N/A | 0 | #N/A | 0 | #N/A | 0.005307 | #N/A | 0.005307 | [22 empty] | 929 | #N/A | #N/A | #N/A | #N/A | #N/A | #N/A | 0 | #VALUE! | 929 | 0 | #N/A | 0 | N/A | 0 | N/A |  | 929 | 0 | #N/A | #N/A | #N/A | #N/A | 0 | 0
[6 empty] | 930 | [27 empty] | 0 | 0 | 0 | 0 |  | 0 | 0 |  | TRUE | 0 | 0 | 0 | FALSE | +00 | +00 | TRUE | TRUE | FALSE | FALSE | 0 | 0 | TRUE | TRUE | FALSE | FALSE | 0 | 0 | #N/A | #N/A | #N/A | 0 | 0 | 0 | 0 | 0 | 0 | 0 | 0 | #N/A | 100000 | #N/A | 100000 | #N/A | 0 | #N/A | 0 | #N/A | 0.005307 | #N/A | 0.005307 | [22 empty] | 930 | #N/A | #N/A | #N/A | #N/A | #N/A | #N/A | 0 | #VALUE! | 930 | 0 | #N/A | 0 | N/A | 0 | N/A |  | 930 | 0 | #N/A | #N/A | #N/A | #N/A | 0 | 0
[6 empty] | 931 | [27 empty] | 0 | 0 | 0 | 0 |  | 0 | 0 |  | TRUE | 0 | 0 | 0 | FALSE | +00 | +00 | TRUE | TRUE | FALSE | FALSE | 0 | 0 | TRUE | TRUE | FALSE | FALSE | 0 | 0 | #N/A | #N/A | #N/A | 0 | 0 | 0 | 0 | 0 | 0 | 0 | 0 | #N/A | 100000 | #N/A | 100000 | #N/A | 0 | #N/A | 0 | #N/A | 0.005307 | #N/A | 0.005307 | [22 empty] | 931 | #N/A | #N/A | #N/A | #N/A | #N/A | #N/A | 0 | #VALUE! | 931 | 0 | #N/A | 0 | N/A | 0 | N/A |  | 931 | 0 | #N/A | #N/A | #N/A | #N/A | 0 | 0
[6 empty] | 932 | [27 empty] | 0 | 0 | 0 | 0 |  | 0 | 0 |  | TRUE | 0 | 0 | 0 | FALSE | +00 | +00 | TRUE | TRUE | FALSE | FALSE | 0 | 0 | TRUE | TRUE | FALSE | FALSE | 0 | 0 | #N/A | #N/A | #N/A | 0 | 0 | 0 | 0 | 0 | 0 | 0 | 0 | #N/A | 100000 | #N/A | 100000 | #N/A | 0 | #N/A | 0 | #N/A | 0.005307 | #N/A | 0.005307 | [22 empty] | 932 | #N/A | #N/A | #N/A | #N/A | #N/A | #N/A | 0 | #VALUE! | 932 | 0 | #N/A | 0 | N/A | 0 | N/A |  | 932 | 0 | #N/A | #N/A | #N/A | #N/A | 0 | 0
[6 empty] | 933 | [27 empty] | 0 | 0 | 0 | 0 |  | 0 | 0 |  | TRUE | 0 | 0 | 0 | FALSE | +00 | +00 | TRUE | TRUE | FALSE | FALSE | 0 | 0 | TRUE | TRUE | FALSE | FALSE | 0 | 0 | #N/A | #N/A | #N/A | 0 | 0 | 0 | 0 | 0 | 0 | 0 | 0 | #N/A | 100000 | #N/A | 100000 | #N/A | 0 | #N/A | 0 | #N/A | 0.005307 | #N/A | 0.005307 | [22 empty] | 933 | #N/A | #N/A | #N/A | #N/A | #N/A | #N/A | 0 | #VALUE! | 933 | 0 | #N/A | 0 | N/A | 0 | N/A |  | 933 | 0 | #N/A | #N/A | #N/A | #N/A | 0 | 0
[6 empty] | 934 | [27 empty] | 0 | 0 | 0 | 0 |  | 0 | 0 |  | TRUE | 0 | 0 | 0 | FALSE | +00 | +00 | TRUE | TRUE | FALSE | FALSE | 0 | 0 | TRUE | TRUE | FALSE | FALSE | 0 | 0 | #N/A | #N/A | #N/A | 0 | 0 | 0 | 0 | 0 | 0 | 0 | 0 | #N/A | 100000 | #N/A | 100000 | #N/A | 0 | #N/A | 0 | #N/A | 0.005307 | #N/A | 0.005307 | [22 empty] | 934 | #N/A | #N/A | #N/A | #N/A | #N/A | #N/A | 0 | #VALUE! | 934 | 0 | #N/A | 0 | N/A | 0 | N/A |  | 934 | 0 | #N/A | #N/A | #N/A | #N/A | 0 | 0
[6 empty] | 935 | [27 empty] | 0 | 0 | 0 | 0 |  | 0 | 0 |  | TRUE | 0 | 0 | 0 | FALSE | +00 | +00 | TRUE | TRUE | FALSE | FALSE | 0 | 0 | TRUE | TRUE | FALSE | FALSE | 0 | 0 | #N/A | #N/A | #N/A | 0 | 0 | 0 | 0 | 0 | 0 | 0 | 0 | #N/A | 100000 | #N/A | 100000 | #N/A | 0 | #N/A | 0 | #N/A | 0.005307 | #N/A | 0.005307 | [22 empty] | 935 | #N/A | #N/A | #N/A | #N/A | #N/A | #N/A | 0 | #VALUE! | 935 | 0 | #N/A | 0 | N/A | 0 | N/A |  | 935 | 0 | #N/A | #N/A | #N/A | #N/A | 0 | 0
[6 empty] | 936 | [27 empty] | 0 | 0 | 0 | 0 |  | 0 | 0 |  | TRUE | 0 | 0 | 0 | FALSE | +00 | +00 | TRUE | TRUE | FALSE | FALSE | 0 | 0 | TRUE | TRUE | FALSE | FALSE | 0 | 0 | #N/A | #N/A | #N/A | 0 | 0 | 0 | 0 | 0 | 0 | 0 | 0 | #N/A | 100000 | #N/A | 100000 | #N/A | 0 | #N/A | 0 | #N/A | 0.005307 | #N/A | 0.005307 | [22 empty] | 936 | #N/A | #N/A | #N/A | #N/A | #N/A | #N/A | 0 | #VALUE! | 936 | 0 | #N/A | 0 | N/A | 0 | N/A |  | 936 | 0 | #N/A | #N/A | #N/A | #N/A | 0 | 0
[6 empty] | 937 | [27 empty] | 0 | 0 | 0 | 0 |  | 0 | 0 |  | TRUE | 0 | 0 | 0 | FALSE | +00 | +00 | TRUE | TRUE | FALSE | FALSE | 0 | 0 | TRUE | TRUE | FALSE | FALSE | 0 | 0 | #N/A | #N/A | #N/A | 0 | 0 | 0 | 0 | 0 | 0 | 0 | 0 | #N/A | 100000 | #N/A | 100000 | #N/A | 0 | #N/A | 0 | #N/A | 0.005307 | #N/A | 0.005307 | [22 empty] | 937 | #N/A | #N/A | #N/A | #N/A | #N/A | #N/A | 0 | #VALUE! | 937 | 0 | #N/A | 0 | N/A | 0 | N/A |  | 937 | 0 | #N/A | #N/A | #N/A | #N/A | 0 | 0
[6 empty] | 938 | [27 empty] | 0 | 0 | 0 | 0 |  | 0 | 0 |  | TRUE | 0 | 0 | 0 | FALSE | +00 | +00 | TRUE | TRUE | FALSE | FALSE | 0 | 0 | TRUE | TRUE | FALSE | FALSE | 0 | 0 | #N/A | #N/A | #N/A | 0 | 0 | 0 | 0 | 0 | 0 | 0 | 0 | #N/A | 100000 | #N/A | 100000 | #N/A | 0 | #N/A | 0 | #N/A | 0.005307 | #N/A | 0.005307 | [22 empty] | 938 | #N/A | #N/A | #N/A | #N/A | #N/A | #N/A | 0 | #VALUE! | 938 | 0 | #N/A | 0 | N/A | 0 | N/A |  | 938 | 0 | #N/A | #N/A | #N/A | #N/A | 0 | 0
[6 empty] | 939 | [27 empty] | 0 | 0 | 0 | 0 |  | 0 | 0 |  | TRUE | 0 | 0 | 0 | FALSE | +00 | +00 | TRUE | TRUE | FALSE | FALSE | 0 | 0 | TRUE | TRUE | FALSE | FALSE | 0 | 0 | #N/A | #N/A | #N/A | 0 | 0 | 0 | 0 | 0 | 0 | 0 | 0 | #N/A | 100000 | #N/A | 100000 | #N/A | 0 | #N/A | 0 | #N/A | 0.005307 | #N/A | 0.005307 | [22 empty] | 939 | #N/A | #N/A | #N/A | #N/A | #N/A | #N/A | 0 | #VALUE! | 939 | 0 | #N/A | 0 | N/A | 0 | N/A |  | 939 | 0 | #N/A | #N/A | #N/A | #N/A | 0 | 0
[6 empty] | 940 | [27 empty] | 0 | 0 | 0 | 0 |  | 0 | 0 |  | TRUE | 0 | 0 | 0 | FALSE | +00 | +00 | TRUE | TRUE | FALSE | FALSE | 0 | 0 | TRUE | TRUE | FALSE | FALSE | 0 | 0 | #N/A | #N/A | #N/A | 0 | 0 | 0 | 0 | 0 | 0 | 0 | 0 | #N/A | 100000 | #N/A | 100000 | #N/A | 0 | #N/A | 0 | #N/A | 0.005307 | #N/A | 0.005307 | [22 empty] | 940 | #N/A | #N/A | #N/A | #N/A | #N/A | #N/A | 0 | #VALUE! | 940 | 0 | #N/A | 0 | N/A | 0 | N/A |  | 940 | 0 | #N/A | #N/A | #N/A | #N/A | 0 | 0
[6 empty] | 941 | [27 empty] | 0 | 0 | 0 | 0 |  | 0 | 0 |  | TRUE | 0 | 0 | 0 | FALSE | +00 | +00 | TRUE | TRUE | FALSE | FALSE | 0 | 0 | TRUE | TRUE | FALSE | FALSE | 0 | 0 | #N/A | #N/A | #N/A | 0 | 0 | 0 | 0 | 0 | 0 | 0 | 0 | #N/A | 100000 | #N/A | 100000 | #N/A | 0 | #N/A | 0 | #N/A | 0.005307 | #N/A | 0.005307 | [22 empty] | 941 | #N/A | #N/A | #N/A | #N/A | #N/A | #N/A | 0 | #VALUE! | 941 | 0 | #N/A | 0 | N/A | 0 | N/A |  | 941 | 0 | #N/A | #N/A | #N/A | #N/A | 0 | 0
[6 empty] | 942 | [27 empty] | 0 | 0 | 0 | 0 |  | 0 | 0 |  | TRUE | 0 | 0 | 0 | FALSE | +00 | +00 | TRUE | TRUE | FALSE | FALSE | 0 | 0 | TRUE | TRUE | FALSE | FALSE | 0 | 0 | #N/A | #N/A | #N/A | 0 | 0 | 0 | 0 | 0 | 0 | 0 | 0 | #N/A | 100000 | #N/A | 100000 | #N/A | 0 | #N/A | 0 | #N/A | 0.005307 | #N/A | 0.005307 | [22 empty] | 942 | #N/A | #N/A | #N/A | #N/A | #N/A | #N/A | 0 | #VALUE! | 942 | 0 | #N/A | 0 | N/A | 0 | N/A |  | 942 | 0 | #N/A | #N/A | #N/A | #N/A | 0 | 0
[6 empty] | 943 | [27 empty] | 0 | 0 | 0 | 0 |  | 0 | 0 |  | TRUE | 0 | 0 | 0 | FALSE | +00 | +00 | TRUE | TRUE | FALSE | FALSE | 0 | 0 | TRUE | TRUE | FALSE | FALSE | 0 | 0 | #N/A | #N/A | #N/A | 0 | 0 | 0 | 0 | 0 | 0 | 0 | 0 | #N/A | 100000 | #N/A | 100000 | #N/A | 0 | #N/A | 0 | #N/A | 0.005307 | #N/A | 0.005307 | [22 empty] | 943 | #N/A | #N/A | #N/A | #N/A | #N/A | #N/A | 0 | #VALUE! | 943 | 0 | #N/A | 0 | N/A | 0 | N/A |  | 943 | 0 | #N/A | #N/A | #N/A | #N/A | 0 | 0
[6 empty] | 944 | [27 empty] | 0 | 0 | 0 | 0 |  | 0 | 0 |  | TRUE | 0 | 0 | 0 | FALSE | +00 | +00 | TRUE | TRUE | FALSE | FALSE | 0 | 0 | TRUE | TRUE | FALSE | FALSE | 0 | 0 | #N/A | #N/A | #N/A | 0 | 0 | 0 | 0 | 0 | 0 | 0 | 0 | #N/A | 100000 | #N/A | 100000 | #N/A | 0 | #N/A | 0 | #N/A | 0.005307 | #N/A | 0.005307 | [22 empty] | 944 | #N/A | #N/A | #N/A | #N/A | #N/A | #N/A | 0 | #VALUE! | 944 | 0 | #N/A | 0 | N/A | 0 | N/A |  | 944 | 0 | #N/A | #N/A | #N/A | #N/A | 0 | 0
[6 empty] | 945 | [27 empty] | 0 | 0 | 0 | 0 |  | 0 | 0 |  | TRUE | 0 | 0 | 0 | FALSE | +00 | +00 | TRUE | TRUE | FALSE | FALSE | 0 | 0 | TRUE | TRUE | FALSE | FALSE | 0 | 0 | #N/A | #N/A | #N/A | 0 | 0 | 0 | 0 | 0 | 0 | 0 | 0 | #N/A | 100000 | #N/A | 100000 | #N/A | 0 | #N/A | 0 | #N/A | 0.005307 | #N/A | 0.005307 | [22 empty] | 945 | #N/A | #N/A | #N/A | #N/A | #N/A | #N/A | 0 | #VALUE! | 945 | 0 | #N/A | 0 | N/A | 0 | N/A |  | 945 | 0 | #N/A | #N/A | #N/A | #N/A | 0 | 0
[6 empty] | 946 | [27 empty] | 0 | 0 | 0 | 0 |  | 0 | 0 |  | TRUE | 0 | 0 | 0 | FALSE | +00 | +00 | TRUE | TRUE | FALSE | FALSE | 0 | 0 | TRUE | TRUE | FALSE | FALSE | 0 | 0 | #N/A | #N/A | #N/A | 0 | 0 | 0 | 0 | 0 | 0 | 0 | 0 | #N/A | 100000 | #N/A | 100000 | #N/A | 0 | #N/A | 0 | #N/A | 0.005307 | #N/A | 0.005307 | [22 empty] | 946 | #N/A | #N/A | #N/A | #N/A | #N/A | #N/A | 0 | #VALUE! | 946 | 0 | #N/A | 0 | N/A | 0 | N/A |  | 946 | 0 | #N/A | #N/A | #N/A | #N/A | 0 | 0
[6 empty] | 947 | [27 empty] | 0 | 0 | 0 | 0 |  | 0 | 0 |  | TRUE | 0 | 0 | 0 | FALSE | +00 | +00 | TRUE | TRUE | FALSE | FALSE | 0 | 0 | TRUE | TRUE | FALSE | FALSE | 0 | 0 | #N/A | #N/A | #N/A | 0 | 0 | 0 | 0 | 0 | 0 | 0 | 0 | #N/A | 100000 | #N/A | 100000 | #N/A | 0 | #N/A | 0 | #N/A | 0.005307 | #N/A | 0.005307 | [22 empty] | 947 | #N/A | #N/A | #N/A | #N/A | #N/A | #N/A | 0 | #VALUE! | 947 | 0 | #N/A | 0 | N/A | 0 | N/A |  | 947 | 0 | #N/A | #N/A | #N/A | #N/A | 0 | 0
[6 empty] | 948 | [27 empty] | 0 | 0 | 0 | 0 |  | 0 | 0 |  | TRUE | 0 | 0 | 0 | FALSE | +00 | +00 | TRUE | TRUE | FALSE | FALSE | 0 | 0 | TRUE | TRUE | FALSE | FALSE | 0 | 0 | #N/A | #N/A | #N/A | 0 | 0 | 0 | 0 | 0 | 0 | 0 | 0 | #N/A | 100000 | #N/A | 100000 | #N/A | 0 | #N/A | 0 | #N/A | 0.005307 | #N/A | 0.005307 | [22 empty] | 948 | #N/A | #N/A | #N/A | #N/A | #N/A | #N/A | 0 | #VALUE! | 948 | 0 | #N/A | 0 | N/A | 0 | N/A |  | 948 | 0 | #N/A | #N/A | #N/A | #N/A | 0 | 0
[6 empty] | 949 | [27 empty] | 0 | 0 | 0 | 0 |  | 0 | 0 |  | TRUE | 0 | 0 | 0 | FALSE | +00 | +00 | TRUE | TRUE | FALSE | FALSE | 0 | 0 | TRUE | TRUE | FALSE | FALSE | 0 | 0 | #N/A | #N/A | #N/A | 0 | 0 | 0 | 0 | 0 | 0 | 0 | 0 | #N/A | 100000 | #N/A | 100000 | #N/A | 0 | #N/A | 0 | #N/A | 0.005307 | #N/A | 0.005307 | [22 empty] | 949 | #N/A | #N/A | #N/A | #N/A | #N/A | #N/A | 0 | #VALUE! | 949 | 0 | #N/A | 0 | N/A | 0 | N/A |  | 949 | 0 | #N/A | #N/A | #N/A | #N/A | 0 | 0
[6 empty] | 950 | [27 empty] | 0 | 0 | 0 | 0 |  | 0 | 0 |  | TRUE | 0 | 0 | 0 | FALSE | +00 | +00 | TRUE | TRUE | FALSE | FALSE | 0 | 0 | TRUE | TRUE | FALSE | FALSE | 0 | 0 | #N/A | #N/A | #N/A | 0 | 0 | 0 | 0 | 0 | 0 | 0 | 0 | #N/A | 100000 | #N/A | 100000 | #N/A | 0 | #N/A | 0 | #N/A | 0.005307 | #N/A | 0.005307 | [22 empty] | 950 | #N/A | #N/A | #N/A | #N/A | #N/A | #N/A | 0 | #VALUE! | 950 | 0 | #N/A | 0 | N/A | 0 | N/A |  | 950 | 0 | #N/A | #N/A | #N/A | #N/A | 0 | 0
[6 empty] | 951 | [27 empty] | 0 | 0 | 0 | 0 |  | 0 | 0 |  | TRUE | 0 | 0 | 0 | FALSE | +00 | +00 | TRUE | TRUE | FALSE | FALSE | 0 | 0 | TRUE | TRUE | FALSE | FALSE | 0 | 0 | #N/A | #N/A | #N/A | 0 | 0 | 0 | 0 | 0 | 0 | 0 | 0 | #N/A | 100000 | #N/A | 100000 | #N/A | 0 | #N/A | 0 | #N/A | 0.005307 | #N/A | 0.005307 | [22 empty] | 951 | #N/A | #N/A | #N/A | #N/A | #N/A | #N/A | 0 | #VALUE! | 951 | 0 | #N/A | 0 | N/A | 0 | N/A |  | 951 | 0 | #N/A | #N/A | #N/A | #N/A | 0 | 0
[6 empty] | 952 | [27 empty] | 0 | 0 | 0 | 0 |  | 0 | 0 |  | TRUE | 0 | 0 | 0 | FALSE | +00 | +00 | TRUE | TRUE | FALSE | FALSE | 0 | 0 | TRUE | TRUE | FALSE | FALSE | 0 | 0 | #N/A | #N/A | #N/A | 0 | 0 | 0 | 0 | 0 | 0 | 0 | 0 | #N/A | 100000 | #N/A | 100000 | #N/A | 0 | #N/A | 0 | #N/A | 0.005307 | #N/A | 0.005307 | [22 empty] | 952 | #N/A | #N/A | #N/A | #N/A | #N/A | #N/A | 0 | #VALUE! | 952 | 0 | #N/A | 0 | N/A | 0 | N/A |  | 952 | 0 | #N/A | #N/A | #N/A | #N/A | 0 | 0
[6 empty] | 953 | [27 empty] | 0 | 0 | 0 | 0 |  | 0 | 0 |  | TRUE | 0 | 0 | 0 | FALSE | +00 | +00 | TRUE | TRUE | FALSE | FALSE | 0 | 0 | TRUE | TRUE | FALSE | FALSE | 0 | 0 | #N/A | #N/A | #N/A | 0 | 0 | 0 | 0 | 0 | 0 | 0 | 0 | #N/A | 100000 | #N/A | 100000 | #N/A | 0 | #N/A | 0 | #N/A | 0.005307 | #N/A | 0.005307 | [22 empty] | 953 | #N/A | #N/A | #N/A | #N/A | #N/A | #N/A | 0 | #VALUE! | 953 | 0 | #N/A | 0 | N/A | 0 | N/A |  | 953 | 0 | #N/A | #N/A | #N/A | #N/A | 0 | 0
[6 empty] | 954 | [27 empty] | 0 | 0 | 0 | 0 |  | 0 | 0 |  | TRUE | 0 | 0 | 0 | FALSE | +00 | +00 | TRUE | TRUE | FALSE | FALSE | 0 | 0 | TRUE | TRUE | FALSE | FALSE | 0 | 0 | #N/A | #N/A | #N/A | 0 | 0 | 0 | 0 | 0 | 0 | 0 | 0 | #N/A | 100000 | #N/A | 100000 | #N/A | 0 | #N/A | 0 | #N/A | 0.005307 | #N/A | 0.005307 | [22 empty] | 954 | #N/A | #N/A | #N/A | #N/A | #N/A | #N/A | 0 | #VALUE! | 954 | 0 | #N/A | 0 | N/A | 0 | N/A |  | 954 | 0 | #N/A | #N/A | #N/A | #N/A | 0 | 0
[6 empty] | 955 | [27 empty] | 0 | 0 | 0 | 0 |  | 0 | 0 |  | TRUE | 0 | 0 | 0 | FALSE | +00 | +00 | TRUE | TRUE | FALSE | FALSE | 0 | 0 | TRUE | TRUE | FALSE | FALSE | 0 | 0 | #N/A | #N/A | #N/A | 0 | 0 | 0 | 0 | 0 | 0 | 0 | 0 | #N/A | 100000 | #N/A | 100000 | #N/A | 0 | #N/A | 0 | #N/A | 0.005307 | #N/A | 0.005307 | [22 empty] | 955 | #N/A | #N/A | #N/A | #N/A | #N/A | #N/A | 0 | #VALUE! | 955 | 0 | #N/A | 0 | N/A | 0 | N/A |  | 955 | 0 | #N/A | #N/A | #N/A | #N/A | 0 | 0
[6 empty] | 956 | [27 empty] | 0 | 0 | 0 | 0 |  | 0 | 0 |  | TRUE | 0 | 0 | 0 | FALSE | +00 | +00 | TRUE | TRUE | FALSE | FALSE | 0 | 0 | TRUE | TRUE | FALSE | FALSE | 0 | 0 | #N/A | #N/A | #N/A | 0 | 0 | 0 | 0 | 0 | 0 | 0 | 0 | #N/A | 100000 | #N/A | 100000 | #N/A | 0 | #N/A | 0 | #N/A | 0.005307 | #N/A | 0.005307 | [22 empty] | 956 | #N/A | #N/A | #N/A | #N/A | #N/A | #N/A | 0 | #VALUE! | 956 | 0 | #N/A | 0 | N/A | 0 | N/A |  | 956 | 0 | #N/A | #N/A | #N/A | #N/A | 0 | 0
[6 empty] | 957 | [27 empty] | 0 | 0 | 0 | 0 |  | 0 | 0 |  | TRUE | 0 | 0 | 0 | FALSE | +00 | +00 | TRUE | TRUE | FALSE | FALSE | 0 | 0 | TRUE | TRUE | FALSE | FALSE | 0 | 0 | #N/A | #N/A | #N/A | 0 | 0 | 0 | 0 | 0 | 0 | 0 | 0 | #N/A | 100000 | #N/A | 100000 | #N/A | 0 | #N/A | 0 | #N/A | 0.005307 | #N/A | 0.005307 | [22 empty] | 957 | #N/A | #N/A | #N/A | #N/A | #N/A | #N/A | 0 | #VALUE! | 957 | 0 | #N/A | 0 | N/A | 0 | N/A |  | 957 | 0 | #N/A | #N/A | #N/A | #N/A | 0 | 0
[6 empty] | 958 | [27 empty] | 0 | 0 | 0 | 0 |  | 0 | 0 |  | TRUE | 0 | 0 | 0 | FALSE | +00 | +00 | TRUE | TRUE | FALSE | FALSE | 0 | 0 | TRUE | TRUE | FALSE | FALSE | 0 | 0 | #N/A | #N/A | #N/A | 0 | 0 | 0 | 0 | 0 | 0 | 0 | 0 | #N/A | 100000 | #N/A | 100000 | #N/A | 0 | #N/A | 0 | #N/A | 0.005307 | #N/A | 0.005307 | [22 empty] | 958 | #N/A | #N/A | #N/A | #N/A | #N/A | #N/A | 0 | #VALUE! | 958 | 0 | #N/A | 0 | N/A | 0 | N/A |  | 958 | 0 | #N/A | #N/A | #N/A | #N/A | 0 | 0
[6 empty] | 959 | [27 empty] | 0 | 0 | 0 | 0 |  | 0 | 0 |  | TRUE | 0 | 0 | 0 | FALSE | +00 | +00 | TRUE | TRUE | FALSE | FALSE | 0 | 0 | TRUE | TRUE | FALSE | FALSE | 0 | 0 | #N/A | #N/A | #N/A | 0 | 0 | 0 | 0 | 0 | 0 | 0 | 0 | #N/A | 100000 | #N/A | 100000 | #N/A | 0 | #N/A | 0 | #N/A | 0.005307 | #N/A | 0.005307 | [22 empty] | 959 | #N/A | #N/A | #N/A | #N/A | #N/A | #N/A | 0 | #VALUE! | 959 | 0 | #N/A | 0 | N/A | 0 | N/A |  | 959 | 0 | #N/A | #N/A | #N/A | #N/A | 0 | 0
[6 empty] | 960 | [27 empty] | 0 | 0 | 0 | 0 |  | 0 | 0 |  | TRUE | 0 | 0 | 0 | FALSE | +00 | +00 | TRUE | TRUE | FALSE | FALSE | 0 | 0 | TRUE | TRUE | FALSE | FALSE | 0 | 0 | #N/A | #N/A | #N/A | 0 | 0 | 0 | 0 | 0 | 0 | 0 | 0 | #N/A | 100000 | #N/A | 100000 | #N/A | 0 | #N/A | 0 | #N/A | 0.005307 | #N/A | 0.005307 | [22 empty] | 960 | #N/A | #N/A | #N/A | #N/A | #N/A | #N/A | 0 | #VALUE! | 960 | 0 | #N/A | 0 | N/A | 0 | N/A |  | 960 | 0 | #N/A | #N/A | #N/A | #N/A | 0 | 0
[6 empty] | 961 | [27 empty] | 0 | 0 | 0 | 0 |  | 0 | 0 |  | TRUE | 0 | 0 | 0 | FALSE | +00 | +00 | TRUE | TRUE | FALSE | FALSE | 0 | 0 | TRUE | TRUE | FALSE | FALSE | 0 | 0 | #N/A | #N/A | #N/A | 0 | 0 | 0 | 0 | 0 | 0 | 0 | 0 | #N/A | 100000 | #N/A | 100000 | #N/A | 0 | #N/A | 0 | #N/A | 0.005307 | #N/A | 0.005307 | [22 empty] | 961 | #N/A | #N/A | #N/A | #N/A | #N/A | #N/A | 0 | #VALUE! | 961 | 0 | #N/A | 0 | N/A | 0 | N/A |  | 961 | 0 | #N/A | #N/A | #N/A | #N/A | 0 | 0
[6 empty] | 962 | [27 empty] | 0 | 0 | 0 | 0 |  | 0 | 0 |  | TRUE | 0 | 0 | 0 | FALSE | +00 | +00 | TRUE | TRUE | FALSE | FALSE | 0 | 0 | TRUE | TRUE | FALSE | FALSE | 0 | 0 | #N/A | #N/A | #N/A | 0 | 0 | 0 | 0 | 0 | 0 | 0 | 0 | #N/A | 100000 | #N/A | 100000 | #N/A | 0 | #N/A | 0 | #N/A | 0.005307 | #N/A | 0.005307 | [22 empty] | 962 | #N/A | #N/A | #N/A | #N/A | #N/A | #N/A | 0 | #VALUE! | 962 | 0 | #N/A | 0 | N/A | 0 | N/A |  | 962 | 0 | #N/A | #N/A | #N/A | #N/A | 0 | 0
[6 empty] | 963 | [27 empty] | 0 | 0 | 0 | 0 |  | 0 | 0 |  | TRUE | 0 | 0 | 0 | FALSE | +00 | +00 | TRUE | TRUE | FALSE | FALSE | 0 | 0 | TRUE | TRUE | FALSE | FALSE | 0 | 0 | #N/A | #N/A | #N/A | 0 | 0 | 0 | 0 | 0 | 0 | 0 | 0 | #N/A | 100000 | #N/A | 100000 | #N/A | 0 | #N/A | 0 | #N/A | 0.005307 | #N/A | 0.005307 | [22 empty] | 963 | #N/A | #N/A | #N/A | #N/A | #N/A | #N/A | 0 | #VALUE! | 963 | 0 | #N/A | 0 | N/A | 0 | N/A |  | 963 | 0 | #N/A | #N/A | #N/A | #N/A | 0 | 0
[6 empty] | 964 | [27 empty] | 0 | 0 | 0 | 0 |  | 0 | 0 |  | TRUE | 0 | 0 | 0 | FALSE | +00 | +00 | TRUE | TRUE | FALSE | FALSE | 0 | 0 | TRUE | TRUE | FALSE | FALSE | 0 | 0 | #N/A | #N/A | #N/A | 0 | 0 | 0 | 0 | 0 | 0 | 0 | 0 | #N/A | 100000 | #N/A | 100000 | #N/A | 0 | #N/A | 0 | #N/A | 0.005307 | #N/A | 0.005307 | [22 empty] | 964 | #N/A | #N/A | #N/A | #N/A | #N/A | #N/A | 0 | #VALUE! | 964 | 0 | #N/A | 0 | N/A | 0 | N/A |  | 964 | 0 | #N/A | #N/A | #N/A | #N/A | 0 | 0
[6 empty] | 965 | [27 empty] | 0 | 0 | 0 | 0 |  | 0 | 0 |  | TRUE | 0 | 0 | 0 | FALSE | +00 | +00 | TRUE | TRUE | FALSE | FALSE | 0 | 0 | TRUE | TRUE | FALSE | FALSE | 0 | 0 | #N/A | #N/A | #N/A | 0 | 0 | 0 | 0 | 0 | 0 | 0 | 0 | #N/A | 100000 | #N/A | 100000 | #N/A | 0 | #N/A | 0 | #N/A | 0.005307 | #N/A | 0.005307 | [22 empty] | 965 | #N/A | #N/A | #N/A | #N/A | #N/A | #N/A | 0 | #VALUE! | 965 | 0 | #N/A | 0 | N/A | 0 | N/A |  | 965 | 0 | #N/A | #N/A | #N/A | #N/A | 0 | 0
[6 empty] | 966 | [27 empty] | 0 | 0 | 0 | 0 |  | 0 | 0 |  | TRUE | 0 | 0 | 0 | FALSE | +00 | +00 | TRUE | TRUE | FALSE | FALSE | 0 | 0 | TRUE | TRUE | FALSE | FALSE | 0 | 0 | #N/A | #N/A | #N/A | 0 | 0 | 0 | 0 | 0 | 0 | 0 | 0 | #N/A | 100000 | #N/A | 100000 | #N/A | 0 | #N/A | 0 | #N/A | 0.005307 | #N/A | 0.005307 | [22 empty] | 966 | #N/A | #N/A | #N/A | #N/A | #N/A | #N/A | 0 | #VALUE! | 966 | 0 | #N/A | 0 | N/A | 0 | N/A |  | 966 | 0 | #N/A | #N/A | #N/A | #N/A | 0 | 0
[6 empty] | 967 | [27 empty] | 0 | 0 | 0 | 0 |  | 0 | 0 |  | TRUE | 0 | 0 | 0 | FALSE | +00 | +00 | TRUE | TRUE | FALSE | FALSE | 0 | 0 | TRUE | TRUE | FALSE | FALSE | 0 | 0 | #N/A | #N/A | #N/A | 0 | 0 | 0 | 0 | 0 | 0 | 0 | 0 | #N/A | 100000 | #N/A | 100000 | #N/A | 0 | #N/A | 0 | #N/A | 0.005307 | #N/A | 0.005307 | [22 empty] | 967 | #N/A | #N/A | #N/A | #N/A | #N/A | #N/A | 0 | #VALUE! | 967 | 0 | #N/A | 0 | N/A | 0 | N/A |  | 967 | 0 | #N/A | #N/A | #N/A | #N/A | 0 | 0
[6 empty] | 968 | [27 empty] | 0 | 0 | 0 | 0 |  | 0 | 0 |  | TRUE | 0 | 0 | 0 | FALSE | +00 | +00 | TRUE | TRUE | FALSE | FALSE | 0 | 0 | TRUE | TRUE | FALSE | FALSE | 0 | 0 | #N/A | #N/A | #N/A | 0 | 0 | 0 | 0 | 0 | 0 | 0 | 0 | #N/A | 100000 | #N/A | 100000 | #N/A | 0 | #N/A | 0 | #N/A | 0.005307 | #N/A | 0.005307 | [22 empty] | 968 | #N/A | #N/A | #N/A | #N/A | #N/A | #N/A | 0 | #VALUE! | 968 | 0 | #N/A | 0 | N/A | 0 | N/A |  | 968 | 0 | #N/A | #N/A | #N/A | #N/A | 0 | 0
[6 empty] | 969 | [27 empty] | 0 | 0 | 0 | 0 |  | 0 | 0 |  | TRUE | 0 | 0 | 0 | FALSE | +00 | +00 | TRUE | TRUE | FALSE | FALSE | 0 | 0 | TRUE | TRUE | FALSE | FALSE | 0 | 0 | #N/A | #N/A | #N/A | 0 | 0 | 0 | 0 | 0 | 0 | 0 | 0 | #N/A | 100000 | #N/A | 100000 | #N/A | 0 | #N/A | 0 | #N/A | 0.005307 | #N/A | 0.005307 | [22 empty] | 969 | #N/A | #N/A | #N/A | #N/A | #N/A | #N/A | 0 | #VALUE! | 969 | 0 | #N/A | 0 | N/A | 0 | N/A |  | 969 | 0 | #N/A | #N/A | #N/A | #N/A | 0 | 0
[6 empty] | 970 | [27 empty] | 0 | 0 | 0 | 0 |  | 0 | 0 |  | TRUE | 0 | 0 | 0 | FALSE | +00 | +00 | TRUE | TRUE | FALSE | FALSE | 0 | 0 | TRUE | TRUE | FALSE | FALSE | 0 | 0 | #N/A | #N/A | #N/A | 0 | 0 | 0 | 0 | 0 | 0 | 0 | 0 | #N/A | 100000 | #N/A | 100000 | #N/A | 0 | #N/A | 0 | #N/A | 0.005307 | #N/A | 0.005307 | [22 empty] | 970 | #N/A | #N/A | #N/A | #N/A | #N/A | #N/A | 0 | #VALUE! | 970 | 0 | #N/A | 0 | N/A | 0 | N/A |  | 970 | 0 | #N/A | #N/A | #N/A | #N/A | 0 | 0
[6 empty] | 971 | [27 empty] | 0 | 0 | 0 | 0 |  | 0 | 0 |  | TRUE | 0 | 0 | 0 | FALSE | +00 | +00 | TRUE | TRUE | FALSE | FALSE | 0 | 0 | TRUE | TRUE | FALSE | FALSE | 0 | 0 | #N/A | #N/A | #N/A | 0 | 0 | 0 | 0 | 0 | 0 | 0 | 0 | #N/A | 100000 | #N/A | 100000 | #N/A | 0 | #N/A | 0 | #N/A | 0.005307 | #N/A | 0.005307 | [22 empty] | 971 | #N/A | #N/A | #N/A | #N/A | #N/A | #N/A | 0 | #VALUE! | 971 | 0 | #N/A | 0 | N/A | 0 | N/A |  | 971 | 0 | #N/A | #N/A | #N/A | #N/A | 0 | 0
[6 empty] | 972 | [27 empty] | 0 | 0 | 0 | 0 |  | 0 | 0 |  | TRUE | 0 | 0 | 0 | FALSE | +00 | +00 | TRUE | TRUE | FALSE | FALSE | 0 | 0 | TRUE | TRUE | FALSE | FALSE | 0 | 0 | #N/A | #N/A | #N/A | 0 | 0 | 0 | 0 | 0 | 0 | 0 | 0 | #N/A | 100000 | #N/A | 100000 | #N/A | 0 | #N/A | 0 | #N/A | 0.005307 | #N/A | 0.005307 | [22 empty] | 972 | #N/A | #N/A | #N/A | #N/A | #N/A | #N/A | 0 | #VALUE! | 972 | 0 | #N/A | 0 | N/A | 0 | N/A |  | 972 | 0 | #N/A | #N/A | #N/A | #N/A | 0 | 0
[6 empty] | 973 | [27 empty] | 0 | 0 | 0 | 0 |  | 0 | 0 |  | TRUE | 0 | 0 | 0 | FALSE | +00 | +00 | TRUE | TRUE | FALSE | FALSE | 0 | 0 | TRUE | TRUE | FALSE | FALSE | 0 | 0 | #N/A | #N/A | #N/A | 0 | 0 | 0 | 0 | 0 | 0 | 0 | 0 | #N/A | 100000 | #N/A | 100000 | #N/A | 0 | #N/A | 0 | #N/A | 0.005307 | #N/A | 0.005307 | [22 empty] | 973 | #N/A | #N/A | #N/A | #N/A | #N/A | #N/A | 0 | #VALUE! | 973 | 0 | #N/A | 0 | N/A | 0 | N/A |  | 973 | 0 | #N/A | #N/A | #N/A | #N/A | 0 | 0
[6 empty] | 974 | [27 empty] | 0 | 0 | 0 | 0 |  | 0 | 0 |  | TRUE | 0 | 0 | 0 | FALSE | +00 | +00 | TRUE | TRUE | FALSE | FALSE | 0 | 0 | TRUE | TRUE | FALSE | FALSE | 0 | 0 | #N/A | #N/A | #N/A | 0 | 0 | 0 | 0 | 0 | 0 | 0 | 0 | #N/A | 100000 | #N/A | 100000 | #N/A | 0 | #N/A | 0 | #N/A | 0.005307 | #N/A | 0.005307 | [22 empty] | 974 | #N/A | #N/A | #N/A | #N/A | #N/A | #N/A | 0 | #VALUE! | 974 | 0 | #N/A | 0 | N/A | 0 | N/A |  | 974 | 0 | #N/A | #N/A | #N/A | #N/A | 0 | 0
[6 empty] | 975 | [27 empty] | 0 | 0 | 0 | 0 |  | 0 | 0 |  | TRUE | 0 | 0 | 0 | FALSE | +00 | +00 | TRUE | TRUE | FALSE | FALSE | 0 | 0 | TRUE | TRUE | FALSE | FALSE | 0 | 0 | #N/A | #N/A | #N/A | 0 | 0 | 0 | 0 | 0 | 0 | 0 | 0 | #N/A | 100000 | #N/A | 100000 | #N/A | 0 | #N/A | 0 | #N/A | 0.005307 | #N/A | 0.005307 | [22 empty] | 975 | #N/A | #N/A | #N/A | #N/A | #N/A | #N/A | 0 | #VALUE! | 975 | 0 | #N/A | 0 | N/A | 0 | N/A |  | 975 | 0 | #N/A | #N/A | #N/A | #N/A | 0 | 0
[6 empty] | 976 | [27 empty] | 0 | 0 | 0 | 0 |  | 0 | 0 |  | TRUE | 0 | 0 | 0 | FALSE | +00 | +00 | TRUE | TRUE | FALSE | FALSE | 0 | 0 | TRUE | TRUE | FALSE | FALSE | 0 | 0 | #N/A | #N/A | #N/A | 0 | 0 | 0 | 0 | 0 | 0 | 0 | 0 | #N/A | 100000 | #N/A | 100000 | #N/A | 0 | #N/A | 0 | #N/A | 0.005307 | #N/A | 0.005307 | [22 empty] | 976 | #N/A | #N/A | #N/A | #N/A | #N/A | #N/A | 0 | #VALUE! | 976 | 0 | #N/A | 0 | N/A | 0 | N/A |  | 976 | 0 | #N/A | #N/A | #N/A | #N/A | 0 | 0
[6 empty] | 977 | [27 empty] | 0 | 0 | 0 | 0 |  | 0 | 0 |  | TRUE | 0 | 0 | 0 | FALSE | +00 | +00 | TRUE | TRUE | FALSE | FALSE | 0 | 0 | TRUE | TRUE | FALSE | FALSE | 0 | 0 | #N/A | #N/A | #N/A | 0 | 0 | 0 | 0 | 0 | 0 | 0 | 0 | #N/A | 100000 | #N/A | 100000 | #N/A | 0 | #N/A | 0 | #N/A | 0.005307 | #N/A | 0.005307 | [22 empty] | 977 | #N/A | #N/A | #N/A | #N/A | #N/A | #N/A | 0 | #VALUE! | 977 | 0 | #N/A | 0 | N/A | 0 | N/A |  | 977 | 0 | #N/A | #N/A | #N/A | #N/A | 0 | 0
[6 empty] | 978 | [27 empty] | 0 | 0 | 0 | 0 |  | 0 | 0 |  | TRUE | 0 | 0 | 0 | FALSE | +00 | +00 | TRUE | TRUE | FALSE | FALSE | 0 | 0 | TRUE | TRUE | FALSE | FALSE | 0 | 0 | #N/A | #N/A | #N/A | 0 | 0 | 0 | 0 | 0 | 0 | 0 | 0 | #N/A | 100000 | #N/A | 100000 | #N/A | 0 | #N/A | 0 | #N/A | 0.005307 | #N/A | 0.005307 | [22 empty] | 978 | #N/A | #N/A | #N/A | #N/A | #N/A | #N/A | 0 | #VALUE! | 978 | 0 | #N/A | 0 | N/A | 0 | N/A |  | 978 | 0 | #N/A | #N/A | #N/A | #N/A | 0 | 0
[6 empty] | 979 | [27 empty] | 0 | 0 | 0 | 0 |  | 0 | 0 |  | TRUE | 0 | 0 | 0 | FALSE | +00 | +00 | TRUE | TRUE | FALSE | FALSE | 0 | 0 | TRUE | TRUE | FALSE | FALSE | 0 | 0 | #N/A | #N/A | #N/A | 0 | 0 | 0 | 0 | 0 | 0 | 0 | 0 | #N/A | 100000 | #N/A | 100000 | #N/A | 0 | #N/A | 0 | #N/A | 0.005307 | #N/A | 0.005307 | [22 empty] | 979 | #N/A | #N/A | #N/A | #N/A | #N/A | #N/A | 0 | #VALUE! | 979 | 0 | #N/A | 0 | N/A | 0 | N/A |  | 979 | 0 | #N/A | #N/A | #N/A | #N/A | 0 | 0
[6 empty] | 980 | [27 empty] | 0 | 0 | 0 | 0 |  | 0 | 0 |  | TRUE | 0 | 0 | 0 | FALSE | +00 | +00 | TRUE | TRUE | FALSE | FALSE | 0 | 0 | TRUE | TRUE | FALSE | FALSE | 0 | 0 | #N/A | #N/A | #N/A | 0 | 0 | 0 | 0 | 0 | 0 | 0 | 0 | #N/A | 100000 | #N/A | 100000 | #N/A | 0 | #N/A | 0 | #N/A | 0.005307 | #N/A | 0.005307 | [22 empty] | 980 | #N/A | #N/A | #N/A | #N/A | #N/A | #N/A | 0 | #VALUE! | 980 | 0 | #N/A | 0 | N/A | 0 | N/A |  | 980 | 0 | #N/A | #N/A | #N/A | #N/A | 0 | 0
[6 empty] | 981 | [27 empty] | 0 | 0 | 0 | 0 |  | 0 | 0 |  | TRUE | 0 | 0 | 0 | FALSE | +00 | +00 | TRUE | TRUE | FALSE | FALSE | 0 | 0 | TRUE | TRUE | FALSE | FALSE | 0 | 0 | #N/A | #N/A | #N/A | 0 | 0 | 0 | 0 | 0 | 0 | 0 | 0 | #N/A | 100000 | #N/A | 100000 | #N/A | 0 | #N/A | 0 | #N/A | 0.005307 | #N/A | 0.005307 | [22 empty] | 981 | #N/A | #N/A | #N/A | #N/A | #N/A | #N/A | 0 | #VALUE! | 981 | 0 | #N/A | 0 | N/A | 0 | N/A |  | 981 | 0 | #N/A | #N/A | #N/A | #N/A | 0 | 0
[6 empty] | 982 | [27 empty] | 0 | 0 | 0 | 0 |  | 0 | 0 |  | TRUE | 0 | 0 | 0 | FALSE | +00 | +00 | TRUE | TRUE | FALSE | FALSE | 0 | 0 | TRUE | TRUE | FALSE | FALSE | 0 | 0 | #N/A | #N/A | #N/A | 0 | 0 | 0 | 0 | 0 | 0 | 0 | 0 | #N/A | 100000 | #N/A | 100000 | #N/A | 0 | #N/A | 0 | #N/A | 0.005307 | #N/A | 0.005307 | [22 empty] | 982 | #N/A | #N/A | #N/A | #N/A | #N/A | #N/A | 0 | #VALUE! | 982 | 0 | #N/A | 0 | N/A | 0 | N/A |  | 982 | 0 | #N/A | #N/A | #N/A | #N/A | 0 | 0
[6 empty] | 983 | [27 empty] | 0 | 0 | 0 | 0 |  | 0 | 0 |  | TRUE | 0 | 0 | 0 | FALSE | +00 | +00 | TRUE | TRUE | FALSE | FALSE | 0 | 0 | TRUE | TRUE | FALSE | FALSE | 0 | 0 | #N/A | #N/A | #N/A | 0 | 0 | 0 | 0 | 0 | 0 | 0 | 0 | #N/A | 100000 | #N/A | 100000 | #N/A | 0 | #N/A | 0 | #N/A | 0.005307 | #N/A | 0.005307 | [22 empty] | 983 | #N/A | #N/A | #N/A | #N/A | #N/A | #N/A | 0 | #VALUE! | 983 | 0 | #N/A | 0 | N/A | 0 | N/A |  | 983 | 0 | #N/A | #N/A | #N/A | #N/A | 0 | 0
[6 empty] | 984 | [27 empty] | 0 | 0 | 0 | 0 |  | 0 | 0 |  | TRUE | 0 | 0 | 0 | FALSE | +00 | +00 | TRUE | TRUE | FALSE | FALSE | 0 | 0 | TRUE | TRUE | FALSE | FALSE | 0 | 0 | #N/A | #N/A | #N/A | 0 | 0 | 0 | 0 | 0 | 0 | 0 | 0 | #N/A | 100000 | #N/A | 100000 | #N/A | 0 | #N/A | 0 | #N/A | 0.005307 | #N/A | 0.005307 | [22 empty] | 984 | #N/A | #N/A | #N/A | #N/A | #N/A | #N/A | 0 | #VALUE! | 984 | 0 | #N/A | 0 | N/A | 0 | N/A |  | 984 | 0 | #N/A | #N/A | #N/A | #N/A | 0 | 0
[6 empty] | 985 | [27 empty] | 0 | 0 | 0 | 0 |  | 0 | 0 |  | TRUE | 0 | 0 | 0 | FALSE | +00 | +00 | TRUE | TRUE | FALSE | FALSE | 0 | 0 | TRUE | TRUE | FALSE | FALSE | 0 | 0 | #N/A | #N/A | #N/A | 0 | 0 | 0 | 0 | 0 | 0 | 0 | 0 | #N/A | 100000 | #N/A | 100000 | #N/A | 0 | #N/A | 0 | #N/A | 0.005307 | #N/A | 0.005307 | [22 empty] | 985 | #N/A | #N/A | #N/A | #N/A | #N/A | #N/A | 0 | #VALUE! | 985 | 0 | #N/A | 0 | N/A | 0 | N/A |  | 985 | 0 | #N/A | #N/A | #N/A | #N/A | 0 | 0
[6 empty] | 986 | [27 empty] | 0 | 0 | 0 | 0 |  | 0 | 0 |  | TRUE | 0 | 0 | 0 | FALSE | +00 | +00 | TRUE | TRUE | FALSE | FALSE | 0 | 0 | TRUE | TRUE | FALSE | FALSE | 0 | 0 | #N/A | #N/A | #N/A | 0 | 0 | 0 | 0 | 0 | 0 | 0 | 0 | #N/A | 100000 | #N/A | 100000 | #N/A | 0 | #N/A | 0 | #N/A | 0.005307 | #N/A | 0.005307 | [22 empty] | 986 | #N/A | #N/A | #N/A | #N/A | #N/A | #N/A | 0 | #VALUE! | 986 | 0 | #N/A | 0 | N/A | 0 | N/A |  | 986 | 0 | #N/A | #N/A | #N/A | #N/A | 0 | 0
[6 empty] | 987 | [27 empty] | 0 | 0 | 0 | 0 |  | 0 | 0 |  | TRUE | 0 | 0 | 0 | FALSE | +00 | +00 | TRUE | TRUE | FALSE | FALSE | 0 | 0 | TRUE | TRUE | FALSE | FALSE | 0 | 0 | #N/A | #N/A | #N/A | 0 | 0 | 0 | 0 | 0 | 0 | 0 | 0 | #N/A | 100000 | #N/A | 100000 | #N/A | 0 | #N/A | 0 | #N/A | 0.005307 | #N/A | 0.005307 | [22 empty] | 987 | #N/A | #N/A | #N/A | #N/A | #N/A | #N/A | 0 | #VALUE! | 987 | 0 | #N/A | 0 | N/A | 0 | N/A |  | 987 | 0 | #N/A | #N/A | #N/A | #N/A | 0 | 0
[6 empty] | 988 | [27 empty] | 0 | 0 | 0 | 0 |  | 0 | 0 |  | TRUE | 0 | 0 | 0 | FALSE | +00 | +00 | TRUE | TRUE | FALSE | FALSE | 0 | 0 | TRUE | TRUE | FALSE | FALSE | 0 | 0 | #N/A | #N/A | #N/A | 0 | 0 | 0 | 0 | 0 | 0 | 0 | 0 | #N/A | 100000 | #N/A | 100000 | #N/A | 0 | #N/A | 0 | #N/A | 0.005307 | #N/A | 0.005307 | [22 empty] | 988 | #N/A | #N/A | #N/A | #N/A | #N/A | #N/A | 0 | #VALUE! | 988 | 0 | #N/A | 0 | N/A | 0 | N/A |  | 988 | 0 | #N/A | #N/A | #N/A | #N/A | 0 | 0
[6 empty] | 989 | [27 empty] | 0 | 0 | 0 | 0 |  | 0 | 0 |  | TRUE | 0 | 0 | 0 | FALSE | +00 | +00 | TRUE | TRUE | FALSE | FALSE | 0 | 0 | TRUE | TRUE | FALSE | FALSE | 0 | 0 | #N/A | #N/A | #N/A | 0 | 0 | 0 | 0 | 0 | 0 | 0 | 0 | #N/A | 100000 | #N/A | 100000 | #N/A | 0 | #N/A | 0 | #N/A | 0.005307 | #N/A | 0.005307 | [22 empty] | 989 | #N/A | #N/A | #N/A | #N/A | #N/A | #N/A | 0 | #VALUE! | 989 | 0 | #N/A | 0 | N/A | 0 | N/A |  | 989 | 0 | #N/A | #N/A | #N/A | #N/A | 0 | 0
[6 empty] | 990 | [27 empty] | 0 | 0 | 0 | 0 |  | 0 | 0 |  | TRUE | 0 | 0 | 0 | FALSE | +00 | +00 | TRUE | TRUE | FALSE | FALSE | 0 | 0 | TRUE | TRUE | FALSE | FALSE | 0 | 0 | #N/A | #N/A | #N/A | 0 | 0 | 0 | 0 | 0 | 0 | 0 | 0 | #N/A | 100000 | #N/A | 100000 | #N/A | 0 | #N/A | 0 | #N/A | 0.005307 | #N/A | 0.005307 | [22 empty] | 990 | #N/A | #N/A | #N/A | #N/A | #N/A | #N/A | 0 | #VALUE! | 990 | 0 | #N/A | 0 | N/A | 0 | N/A |  | 990 | 0 | #N/A | #N/A | #N/A | #N/A | 0 | 0
[6 empty] | 991 | [27 empty] | 0 | 0 | 0 | 0 |  | 0 | 0 |  | TRUE | 0 | 0 | 0 | FALSE | +00 | +00 | TRUE | TRUE | FALSE | FALSE | 0 | 0 | TRUE | TRUE | FALSE | FALSE | 0 | 0 | #N/A | #N/A | #N/A | 0 | 0 | 0 | 0 | 0 | 0 | 0 | 0 | #N/A | 100000 | #N/A | 100000 | #N/A | 0 | #N/A | 0 | #N/A | 0.005307 | #N/A | 0.005307 | [22 empty] | 991 | #N/A | #N/A | #N/A | #N/A | #N/A | #N/A | 0 | #VALUE! | 991 | 0 | #N/A | 0 | N/A | 0 | N/A |  | 991 | 0 | #N/A | #N/A | #N/A | #N/A | 0 | 0
[6 empty] | 992 | [27 empty] | 0 | 0 | 0 | 0 |  | 0 | 0 |  | TRUE | 0 | 0 | 0 | FALSE | +00 | +00 | TRUE | TRUE | FALSE | FALSE | 0 | 0 | TRUE | TRUE | FALSE | FALSE | 0 | 0 | #N/A | #N/A | #N/A | 0 | 0 | 0 | 0 | 0 | 0 | 0 | 0 | #N/A | 100000 | #N/A | 100000 | #N/A | 0 | #N/A | 0 | #N/A | 0.005307 | #N/A | 0.005307 | [22 empty] | 992 | #N/A | #N/A | #N/A | #N/A | #N/A | #N/A | 0 | #VALUE! | 992 | 0 | #N/A | 0 | N/A | 0 | N/A |  | 992 | 0 | #N/A | #N/A | #N/A | #N/A | 0 | 0
[6 empty] | 993 | [27 empty] | 0 | 0 | 0 | 0 |  | 0 | 0 |  | TRUE | 0 | 0 | 0 | FALSE | +00 | +00 | TRUE | TRUE | FALSE | FALSE | 0 | 0 | TRUE | TRUE | FALSE | FALSE | 0 | 0 | #N/A | #N/A | #N/A | 0 | 0 | 0 | 0 | 0 | 0 | 0 | 0 | #N/A | 100000 | #N/A | 100000 | #N/A | 0 | #N/A | 0 | #N/A | 0.005307 | #N/A | 0.005307 | [22 empty] | 993 | #N/A | #N/A | #N/A | #N/A | #N/A | #N/A | 0 | #VALUE! | 993 | 0 | #N/A | 0 | N/A | 0 | N/A |  | 993 | 0 | #N/A | #N/A | #N/A | #N/A | 0 | 0
[6 empty] | 994 | [27 empty] | 0 | 0 | 0 | 0 |  | 0 | 0 |  | TRUE | 0 | 0 | 0 | FALSE | +00 | +00 | TRUE | TRUE | FALSE | FALSE | 0 | 0 | TRUE | TRUE | FALSE | FALSE | 0 | 0 | #N/A | #N/A | #N/A | 0 | 0 | 0 | 0 | 0 | 0 | 0 | 0 | #N/A | 100000 | #N/A | 100000 | #N/A | 0 | #N/A | 0 | #N/A | 0.005307 | #N/A | 0.005307 | [22 empty] | 994 | #N/A | #N/A | #N/A | #N/A | #N/A | #N/A | 0 | #VALUE! | 994 | 0 | #N/A | 0 | N/A | 0 | N/A |  | 994 | 0 | #N/A | #N/A | #N/A | #N/A | 0 | 0
[6 empty] | 995 | [27 empty] | 0 | 0 | 0 | 0 |  | 0 | 0 |  | TRUE | 0 | 0 | 0 | FALSE | +00 | +00 | TRUE | TRUE | FALSE | FALSE | 0 | 0 | TRUE | TRUE | FALSE | FALSE | 0 | 0 | #N/A | #N/A | #N/A | 0 | 0 | 0 | 0 | 0 | 0 | 0 | 0 | #N/A | 100000 | #N/A | 100000 | #N/A | 0 | #N/A | 0 | #N/A | 0.005307 | #N/A | 0.005307 | [22 empty] | 995 | #N/A | #N/A | #N/A | #N/A | #N/A | #N/A | 0 | #VALUE! | 995 | 0 | #N/A | 0 | N/A | 0 | N/A |  | 995 | 0 | #N/A | #N/A | #N/A | #N/A | 0 | 0
[6 empty] | 996 | [27 empty] | 0 | 0 | 0 | 0 |  | 0 | 0 |  | TRUE | 0 | 0 | 0 | FALSE | +00 | +00 | TRUE | TRUE | FALSE | FALSE | 0 | 0 | TRUE | TRUE | FALSE | FALSE | 0 | 0 | #N/A | #N/A | #N/A | 0 | 0 | 0 | 0 | 0 | 0 | 0 | 0 | #N/A | 100000 | #N/A | 100000 | #N/A | 0 | #N/A | 0 | #N/A | 0.005307 | #N/A | 0.005307 | [22 empty] | 996 | #N/A | #N/A | #N/A | #N/A | #N/A | #N/A | 0 | #VALUE! | 996 | 0 | #N/A | 0 | N/A | 0 | N/A |  | 996 | 0 | #N/A | #N/A | #N/A | #N/A | 0 | 0
[6 empty] | 997 | [27 empty] | 0 | 0 | 0 | 0 |  | 0 | 0 |  | TRUE | 0 | 0 | 0 | FALSE | +00 | +00 | TRUE | TRUE | FALSE | FALSE | 0 | 0 | TRUE | TRUE | FALSE | FALSE | 0 | 0 | #N/A | #N/A | #N/A | 0 | 0 | 0 | 0 | 0 | 0 | 0 | 0 | #N/A | 100000 | #N/A | 100000 | #N/A | 0 | #N/A | 0 | #N/A | 0.005307 | #N/A | 0.005307 | [22 empty] | 997 | #N/A | #N/A | #N/A | #N/A | #N/A | #N/A | 0 | #VALUE! | 997 | 0 | #N/A | 0 | N/A | 0 | N/A |  | 997 | 0 | #N/A | #N/A | #N/A | #N/A | 0 | 0
[6 empty] | 998 | [27 empty] | 0 | 0 | 0 | 0 |  | 0 | 0 |  | TRUE | 0 | 0 | 0 | FALSE | +00 | +00 | TRUE | TRUE | FALSE | FALSE | 0 | 0 | TRUE | TRUE | FALSE | FALSE | 0 | 0 | #N/A | #N/A | #N/A | 0 | 0 | 0 | 0 | 0 | 0 | 0 | 0 | #N/A | 100000 | #N/A | 100000 | #N/A | 0 | #N/A | 0 | #N/A | 0.005307 | #N/A | 0.005307 | [22 empty] | 998 | #N/A | #N/A | #N/A | #N/A | #N/A | #N/A | 0 | #VALUE! | 998 | 0 | #N/A | 0 | N/A | 0 | N/A |  | 998 | 0 | #N/A | #N/A | #N/A | #N/A | 0 | 0
[6 empty] | 999 | [27 empty] | 0 | 0 | 0 | 0 |  | 0 | 0 |  | TRUE | 0 | 0 | 0 | FALSE | +00 | +00 | TRUE | TRUE | FALSE | FALSE | 0 | 0 | TRUE | TRUE | FALSE | FALSE | 0 | 0 | #N/A | #N/A | #N/A | 0 | 0 | 0 | 0 | 0 | 0 | 0 | 0 | #N/A | 100000 | #N/A | 100000 | #N/A | 0 | #N/A | 0 | #N/A | 0.005307 | #N/A | 0.005307 | [22 empty] | 999 | #N/A | #N/A | #N/A | #N/A | #N/A | #N/A | 0 | #VALUE! | 999 | 0 | #N/A | 0 | N/A | 0 | N/A |  | 999 | 0 | #N/A | #N/A | #N/A | #N/A | 0 | 0
[6 empty] | 1000 | [27 empty] | 0 | 0 | 0 | 0 |  | 0 | 0 |  | TRUE | 0 | 0 | 0 | FALSE | +00 | +00 | TRUE | TRUE | FALSE | FALSE | 0 | 0 | TRUE | TRUE | FALSE | FALSE | 0 | 0 | #N/A | #N/A | #N/A | 0 | 0 | 0 | 0 | 0 | 0 | 0 | 0 | #N/A | 100000 | #N/A | 100000 | #N/A | 0 | #N/A | 0 | #N/A | 0.005307 | #N/A | 0.005307 | [22 empty] | 1000 | #N/A | #N/A | #N/A | #N/A | #N/A | #N/A | 0 | #VALUE! | 1000 | 0 | #N/A | 0 | N/A | 0 | N/A |  | 1000 | 0 | #N/A | #N/A | #N/A | #N/A | 0 | 0
Note on K6: [Threaded comment] Your version of Excel allows you to read this threaded comment; however, any edits to it will get removed if the file is opened in a newer version of Excel. Learn more: https://go.microsoft.com/fwlink/?linkid=870924 Comment: There's a better way to do this, I'll think of it eventually
Note on DK14: [Threaded comment] Your version of Excel allows you to read this threaded comment; however, any edits to it will get removed if the file is opened in a newer version of Excel. Learn more: https://go.microsoft.com/fwlink/?linkid=870924 Comment: Needs to be fixed with input from Mike

## Time series tables
There are no user inputs on this sheet. Use "Protect Sheet" to prevent accidental changes.
This sheet performs background calculations and is expected to remain hidden; however, advanced users can view the time series kWh and Therm savings by measure index here.
These time series are fed into the formulas (in Fuel Sub Calcs tab, Section 2) for Lifecycle Savings - Primary Energy and Emissions.
Key | Impact | Description
| yrs1BL | In a given year, represents what fraction of the year the measure is active and considered part of the "first baseline".
| yrs2BL | In a given year, represents what fraction of the year the measure is active and considered part of the "second baseline" (for AR measures only).
| kWh | In a given year, represents kWh savings at the meter.
| Therm | In a given year, represents Therms savings at the meter.
[6 empty] | Savings | [5 empty] | Year | 2019 | 2020 | 2021 | 2022 | 2023 | 2024 | 2025 | 2026 | 2027 | 2028 | 2029 | 2030 | 2031 | 2032 | 2033 | 2034 | 2035 | 2036 | 2037 | 2038 | 2039 | 2040 | 2041 | 2042 | 2043 | 2044 | 2045 | 2046 | 2047 | 2048 | 2049
Index | Impact | Quantity (number of units) | Install Type | 1st Baseline Life | EUL | 1BL | 2BL | Install Year | End 1st BL | End EUL | Lifetime total (no methane leakage)
1 | yrs1BL |  | NR | 20 | 20 |  |  | 2022 | 2042 | 2042 | 20 |  | 0 | 0 | 0 | 1 | 1 | 1 | 1 | 1 | 1 | 1 | 1 | 1 | 1 | 1 | 1 | 1 | 1 | 1 | 1 | 1 | 1 | 1 | 1 | 0 | 0 | 0 | 0 | 0 | 0 | 0 | 0
2 | yrs1BL |  | NR | 15 | 15 |  |  | 2022 | 2037 | 2037 | 15 |  | 0 | 0 | 0 | 1 | 1 | 1 | 1 | 1 | 1 | 1 | 1 | 1 | 1 | 1 | 1 | 1 | 1 | 1 | 0 | 0 | 0 | 0 | 0 | 0 | 0 | 0 | 0 | 0 | 0 | 0 | 0
3 | yrs1BL |  | NR | 10 | 10 |  |  | 2022 | 2032 | 2032 | 10 |  | 0 | 0 | 0 | 1 | 1 | 1 | 1 | 1 | 1 | 1 | 1 | 1 | 1 | 0 | 0 | 0 | 0 | 0 | 0 | 0 | 0 | 0 | 0 | 0 | 0 | 0 | 0 | 0 | 0 | 0 | 0
4 | yrs1BL |  | NR | 0 | 0 |  |  | 0 | 0 | 0 | 0 |  | 0 | 0 | 0 | 0 | 0 | 0 | 0 | 0 | 0 | 0 | 0 | 0 | 0 | 0 | 0 | 0 | 0 | 0 | 0 | 0 | 0 | 0 | 0 | 0 | 0 | 0 | 0 | 0 | 0 | 0 | 0
5 | yrs1BL |  | AR | 0 | 0 |  |  | 0 | 0 | 0 | 0 |  | 0 | 0 | 0 | 0 | 0 | 0 | 0 | 0 | 0 | 0 | 0 | 0 | 0 | 0 | 0 | 0 | 0 | 0 | 0 | 0 | 0 | 0 | 0 | 0 | 0 | 0 | 0 | 0 | 0 | 0 | 0
1 | yrs2BL |  | NR | 20 | 20 |  |  | 2022 | 2042 | 2042 | 0 |  | 0 | 0 | 0 | 0 | 0 | 0 | 0 | 0 | 0 | 0 | 0 | 0 | 0 | 0 | 0 | 0 | 0 | 0 | 0 | 0 | 0 | 0 | 0 | 0 | 0 | 0 | 0 | 0 | 0 | 0 | 0
2 | yrs2BL |  | NR | 15 | 15 |  |  | 2022 | 2037 | 2037 | 0 |  | 0 | 0 | 0 | 0 | 0 | 0 | 0 | 0 | 0 | 0 | 0 | 0 | 0 | 0 | 0 | 0 | 0 | 0 | 0 | 0 | 0 | 0 | 0 | 0 | 0 | 0 | 0 | 0 | 0 | 0 | 0
3 | yrs2BL |  | NR | 10 | 10 |  |  | 2022 | 2032 | 2032 | 0 |  | 0 | 0 | 0 | 0 | 0 | 0 | 0 | 0 | 0 | 0 | 0 | 0 | 0 | 0 | 0 | 0 | 0 | 0 | 0 | 0 | 0 | 0 | 0 | 0 | 0 | 0 | 0 | 0 | 0 | 0 | 0
4 | yrs2BL |  | NR | 0 | 0 |  |  | 0 | 0 | 0 | 0 |  | 0 | 0 | 0 | 0 | 0 | 0 | 0 | 0 | 0 | 0 | 0 | 0 | 0 | 0 | 0 | 0 | 0 | 0 | 0 | 0 | 0 | 0 | 0 | 0 | 0 | 0 | 0 | 0 | 0 | 0 | 0
5 | yrs2BL |  | AR | 0 | 0 |  |  | 0 | 0 | 0 | 0 |  | 0 | 0 | 0 | 0 | 0 | 0 | 0 | 0 | 0 | 0 | 0 | 0 | 0 | 0 | 0 | 0 | 0 | 0 | 0 | 0 | 0 | 0 | 0 | 0 | 0 | 0 | 0 | 0 | 0 | 0 | 0
1 | kWh | 1 | NR | 20 | 20 | -19.1 | 0 | 2022 | 2042 | 2042 | -382 |  | 0 | 0 | 0 | -19.1 | -19.1 | -19.1 | -19.1 | -19.1 | -19.1 | -19.1 | -19.1 | -19.1 | -19.1 | -19.1 | -19.1 | -19.1 | -19.1 | -19.1 | -19.1 | -19.1 | -19.1 | -19.1 | -19.1 | 0 | 0 | 0 | 0 | 0 | 0 | 0 | 0
2 | kWh | 1 | NR | 15 | 15 | -364.62 | 0 | 2022 | 2037 | 2037 | -5469.3 |  | 0 | 0 | 0 | -364.62 | -364.62 | -364.62 | -364.62 | -364.62 | -364.62 | -364.62 | -364.62 | -364.62 | -364.62 | -364.62 | -364.62 | -364.62 | -364.62 | -364.62 | 0 | 0 | 0 | 0 | 0 | 0 | 0 | 0 | 0 | 0 | 0 | 0 | 0
3 | kWh | 1 | NR | 10 | 10 | 0 | 0 | 2022 | 2032 | 2032 | 0 |  | 0 | 0 | 0 | 0 | 0 | 0 | 0 | 0 | 0 | 0 | 0 | 0 | 0 | 0 | 0 | 0 | 0 | 0 | 0 | 0 | 0 | 0 | 0 | 0 | 0 | 0 | 0 | 0 | 0 | 0 | 0
4 | kWh | 0 | NR | 0 | 0 | 0 | 0 | 0 | 0 | 0 | 0 |  | 0 | 0 | 0 | 0 | 0 | 0 | 0 | 0 | 0 | 0 | 0 | 0 | 0 | 0 | 0 | 0 | 0 | 0 | 0 | 0 | 0 | 0 | 0 | 0 | 0 | 0 | 0 | 0 | 0 | 0 | 0
5 | kWh | 0 | AR | 0 | 0 | 0 | 0 | 0 | 0 | 0 | 0 |  | 0 | 0 | 0 | 0 | 0 | 0 | 0 | 0 | 0 | 0 | 0 | 0 | 0 | 0 | 0 | 0 | 0 | 0 | 0 | 0 | 0 | 0 | 0 | 0 | 0 | 0 | 0 | 0 | 0 | 0 | 0
1 | Therm | 1 | NR | 20 | 20 | 8.08 | 0 | 2022 | 2042 | 2042 | 161.6 |  | 0 | 0 | 0 | 8.08 | 8.08 | 8.08 | 8.08 | 8.08 | 8.08 | 8.08 | 8.08 | 8.08 | 8.08 | 8.08 | 8.08 | 8.08 | 8.08 | 8.08 | 8.08 | 8.08 | 8.08 | 8.08 | 8.08 | 0 | 0 | 0 | 0 | 0 | 0 | 0 | 0
2 | Therm | 1 | NR | 15 | 15 | 59.98 | 0 | 2022 | 2037 | 2037 | 899.7 |  | 0 | 0 | 0 | 59.98 | 59.98 | 59.98 | 59.98 | 59.98 | 59.98 | 59.98 | 59.98 | 59.98 | 59.98 | 59.98 | 59.98 | 59.98 | 59.98 | 59.98 | 0 | 0 | 0 | 0 | 0 | 0 | 0 | 0 | 0 | 0 | 0 | 0 | 0
3 | Therm | 1 | NR | 10 | 10 | 0 | 0 | 2022 | 2032 | 2032 | 0 |  | 0 | 0 | 0 | 0 | 0 | 0 | 0 | 0 | 0 | 0 | 0 | 0 | 0 | 0 | 0 | 0 | 0 | 0 | 0 | 0 | 0 | 0 | 0 | 0 | 0 | 0 | 0 | 0 | 0 | 0 | 0
4 | Therm | 0 | NR | 0 | 0 | 0 | 0 | 0 | 0 | 0 | 0 |  | 0 | 0 | 0 | 0 | 0 | 0 | 0 | 0 | 0 | 0 | 0 | 0 | 0 | 0 | 0 | 0 | 0 | 0 | 0 | 0 | 0 | 0 | 0 | 0 | 0 | 0 | 0 | 0 | 0 | 0 | 0
5 | Therm | 0 | AR | 0 | 0 | 0 | 0 | 0 | 0 | 0 | 0 |  | 0 | 0 | 0 | 0 | 0 | 0 | 0 | 0 | 0 | 0 | 0 | 0 | 0 | 0 | 0 | 0 | 0 | 0 | 0 | 0 | 0 | 0 | 0 | 0 | 0 | 0 | 0 | 0 | 0 | 0 | 0

## AFLookup (hidden)
Averages over specified period
Start year | Final year | Duration | IndexA | IndexB | Source Energy (Btu/kWh) | Emissions Intensity (metric tonnes/MWh)
2019 | 2019 | 1 | 2019-2019 | 2019+01 | 3722.7706 | 0.19757
2019 | 2020 | 2 | 2019-2020 | 2019+02 | 3680.2767 | 0.19531
2019 | 2021 | 3 | 2019-2021 | 2019+03 | 3637.7828 | 0.19306
2019 | 2022 | 4 | 2019-2022 | 2019+04 | 3595.2889 | 0.1908
2019 | 2023 | 5 | 2019-2023 | 2019+05 | 3521.3925 | 0.18688
2019 | 2024 | 6 | 2019-2024 | 2019+06 | 3492.9431 | 0.18537
2019 | 2025 | 7 | 2019-2025 | 2019+07 | 3466.6162 | 0.18397
2019 | 2026 | 8 | 2019-2026 | 2019+08 | 3446.8417 | 0.18293
2019 | 2027 | 9 | 2019-2027 | 2019+09 | 3418.4918 | 0.18142
2019 | 2028 | 10 | 2019-2028 | 2019+10 | 3384.139 | 0.1796
2019 | 2029 | 11 | 2019-2029 | 2019+11 | 3333.3529 | 0.1769
2019 | 2030 | 12 | 2019-2030 | 2019+12 | 3270.2416 | 0.17355
2019 | 2031 | 13 | 2019-2031 | 2019+13 | 3210.3885 | 0.17038
2019 | 2032 | 14 | 2019-2032 | 2019+14 | 3153.0953 | 0.16734
2019 | 2033 | 15 | 2019-2033 | 2019+15 | 3095.1901 | 0.16426
2019 | 2034 | 16 | 2019-2034 | 2019+16 | 3036.7876 | 0.16116
2019 | 2035 | 17 | 2019-2035 | 2019+17 | 2977.9756 | 0.15804
2019 | 2036 | 18 | 2019-2036 | 2019+18 | 2919.179 | 0.15492
2019 | 2037 | 19 | 2019-2037 | 2019+19 | 2860.3954 | 0.1518
2019 | 2038 | 20 | 2019-2038 | 2019+20 | 2801.6228 | 0.14868
2019 | 2039 | 21 | 2019-2039 | 2019+21 | 2742.8597 | 0.14556
2019 | 2040 | 22 | 2019-2040 | 2019+22 | 2684.1047 | 0.14245
2019 | 2041 | 23 | 2019-2041 | 2019+23 | 2626.0283 | 0.13936
2019 | 2042 | 24 | 2019-2042 | 2019+24 | 2568.5456 | 0.13631
2019 | 2043 | 25 | 2019-2043 | 2019+25 | 2511.5854 | 0.13329
2019 | 2044 | 26 | 2019-2044 | 2019+26 | 2455.0874 | 0.13029
2019 | 2045 | 27 | 2019-2045 | 2019+27 | 2399.0003 | 0.12732
2019 | 2046 | 28 | 2019-2046 | 2019+28 | 2346.9193 | 0.12455
2019 | 2047 | 29 | 2019-2047 | 2019+29 | 2298.4302 | 0.12198
2019 | 2048 | 30 | 2019-2048 | 2019+30 | 2253.1736 | 0.11958
2019 | 2049 | 31 | 2019-2049 | 2019+31 | 2210.8369 | 0.11733
2020 | 2020 | 1 | 2020-2020 | 2020+01 | 3637.7828 | 0.19306
2020 | 2021 | 2 | 2020-2021 | 2020+02 | 3595.2889 | 0.1908
2020 | 2022 | 3 | 2020-2022 | 2020+03 | 3552.795 | 0.18855
2020 | 2023 | 4 | 2020-2023 | 2020+04 | 3471.048 | 0.18421
2020 | 2024 | 5 | 2020-2024 | 2020+05 | 3446.9776 | 0.18293
2020 | 2025 | 6 | 2020-2025 | 2020+06 | 3423.9238 | 0.18171
2020 | 2026 | 7 | 2020-2026 | 2020+07 | 3407.4233 | 0.18083
2020 | 2027 | 8 | 2020-2027 | 2020+08 | 3380.4569 | 0.1794
2020 | 2028 | 9 | 2020-2028 | 2020+09 | 3346.5133 | 0.1776
2020 | 2029 | 10 | 2020-2029 | 2020+10 | 3294.4111 | 0.17484
2020 | 2030 | 11 | 2020-2030 | 2020+11 | 3229.1026 | 0.17137
2020 | 2031 | 12 | 2020-2031 | 2020+12 | 3167.69 | 0.16811
2020 | 2032 | 13 | 2020-2032 | 2020+13 | 3109.2741 | 0.16501
2020 | 2033 | 14 | 2020-2033 | 2020+14 | 3050.3629 | 0.16188
2020 | 2034 | 15 | 2020-2034 | 2020+15 | 2991.0554 | 0.15874
2020 | 2035 | 16 | 2020-2035 | 2020+16 | 2931.4259 | 0.15557
2020 | 2036 | 17 | 2020-2036 | 2020+17 | 2871.9089 | 0.15241
2020 | 2037 | 18 | 2020-2037 | 2020+18 | 2812.4857 | 0.14926
2020 | 2038 | 19 | 2020-2038 | 2020+19 | 2753.1413 | 0.14611
2020 | 2039 | 20 | 2020-2039 | 2020+20 | 2693.8641 | 0.14296
2020 | 2040 | 21 | 2020-2040 | 2020+21 | 2634.6444 | 0.13982
2020 | 2041 | 22 | 2020-2041 | 2020+22 | 2576.1764 | 0.13672
2020 | 2042 | 23 | 2020-2042 | 2020+23 | 2518.3619 | 0.13365
2020 | 2043 | 24 | 2020-2043 | 2020+24 | 2461.1194 | 0.13061
2020 | 2044 | 25 | 2020-2044 | 2020+25 | 2404.3801 | 0.1276
2020 | 2045 | 26 | 2020-2045 | 2020+26 | 2348.086 | 0.12461
2020 | 2046 | 27 | 2020-2046 | 2020+27 | 2295.9619 | 0.12185
2020 | 2047 | 28 | 2020-2047 | 2020+28 | 2247.5609 | 0.11928
2020 | 2048 | 29 | 2020-2048 | 2020+29 | 2202.4979 | 0.11689
2020 | 2049 | 30 | 2020-2049 | 2020+30 | 2160.4391 | 0.11466
2021 | 2021 | 1 | 2021-2021 | 2021+01 | 3552.795 | 0.18855
2021 | 2022 | 2 | 2021-2022 | 2021+02 | 3510.3011 | 0.18629
2021 | 2023 | 3 | 2021-2023 | 2021+03 | 3415.4697 | 0.18126
2021 | 2024 | 4 | 2021-2024 | 2021+04 | 3399.2763 | 0.1804
2021 | 2025 | 5 | 2021-2025 | 2021+05 | 3381.152 | 0.17944
2021 | 2026 | 6 | 2021-2026 | 2021+06 | 3369.0301 | 0.1788
2021 | 2027 | 7 | 2021-2027 | 2021+07 | 3343.6961 | 0.17745
2021 | 2028 | 8 | 2021-2028 | 2021+08 | 3310.1046 | 0.17567
2021 | 2029 | 9 | 2021-2029 | 2021+09 | 3256.2587 | 0.17281
2021 | 2030 | 10 | 2021-2030 | 2021+10 | 3188.2346 | 0.1692
2021 | 2031 | 11 | 2021-2031 | 2021+11 | 3124.9543 | 0.16584
2021 | 2032 | 12 | 2021-2032 | 2021+12 | 3065.2317 | 0.16267
2021 | 2033 | 13 | 2021-2033 | 2021+13 | 3005.1768 | 0.15949
2021 | 2034 | 14 | 2021-2034 | 2021+14 | 2944.8606 | 0.15628
2021 | 2035 | 15 | 2021-2035 | 2021+15 | 2884.3354 | 0.15307
2021 | 2036 | 16 | 2021-2036 | 2021+16 | 2824.0418 | 0.14987
2021 | 2037 | 17 | 2021-2037 | 2021+17 | 2763.9388 | 0.14668
2021 | 2038 | 18 | 2021-2038 | 2021+18 | 2703.9946 | 0.1435
2021 | 2039 | 19 | 2021-2039 | 2021+19 | 2644.1842 | 0.14033
2021 | 2040 | 20 | 2021-2040 | 2021+20 | 2584.4875 | 0.13716
2021 | 2041 | 21 | 2021-2041 | 2021+21 | 2525.6237 | 0.13404
2021 | 2042 | 22 | 2021-2042 | 2021+22 | 2467.4792 | 0.13095
2021 | 2043 | 23 | 2021-2043 | 2021+23 | 2409.9601 | 0.1279
2021 | 2044 | 24 | 2021-2044 | 2021+24 | 2352.9883 | 0.12487
2021 | 2045 | 25 | 2021-2045 | 2021+25 | 2296.4981 | 0.12188
2021 | 2046 | 26 | 2021-2046 | 2021+26 | 2244.3534 | 0.11911
2021 | 2047 | 27 | 2021-2047 | 2021+27 | 2196.0712 | 0.11655
2021 | 2048 | 28 | 2021-2048 | 2021+28 | 2151.2377 | 0.11417
2021 | 2049 | 29 | 2021-2049 | 2021+29 | 2109.4962 | 0.11195
2022 | 2022 | 1 | 2022-2022 | 2022+01 | 3467.8072 | 0.18404
2022 | 2023 | 2 | 2022-2023 | 2022+02 | 3346.807 | 0.17762
2022 | 2024 | 3 | 2022-2024 | 2022+03 | 3348.1034 | 0.17769
2022 | 2025 | 4 | 2022-2025 | 2022+04 | 3338.2413 | 0.17716
2022 | 2026 | 5 | 2022-2026 | 2022+05 | 3332.2771 | 0.17685
2022 | 2027 | 6 | 2022-2027 | 2022+06 | 3308.8463 | 0.1756
2022 | 2028 | 7 | 2022-2028 | 2022+07 | 3275.4345 | 0.17383
2022 | 2029 | 8 | 2022-2029 | 2022+08 | 3219.1916 | 0.17084
2022 | 2030 | 9 | 2022-2030 | 2022+09 | 3147.7279 | 0.16705
2022 | 2031 | 10 | 2022-2031 | 2022+10 | 3082.1702 | 0.16357
2022 | 2032 | 11 | 2022-2032 | 2022+11 | 3020.9078 | 0.16032
2022 | 2033 | 12 | 2022-2033 | 2022+12 | 2959.5419 | 0.15706
2022 | 2034 | 13 | 2022-2034 | 2022+13 | 2898.0964 | 0.1538
2022 | 2035 | 14 | 2022-2035 | 2022+14 | 2836.5883 | 0.15054
2022 | 2036 | 15 | 2022-2036 | 2022+15 | 2775.4582 | 0.14729
2022 | 2037 | 16 | 2022-2037 | 2022+16 | 2714.6353 | 0.14407
2022 | 2038 | 17 | 2022-2038 | 2022+17 | 2654.0652 | 0.14085
2022 | 2039 | 18 | 2022-2039 | 2022+18 | 2593.7058 | 0.13765
2022 | 2040 | 19 | 2022-2040 | 2022+19 | 2533.524 | 0.13446
2022 | 2041 | 20 | 2022-2041 | 2022+20 | 2474.2651 | 0.13131
2022 | 2042 | 21 | 2022-2042 | 2022+21 | 2415.7975 | 0.12821
2022 | 2043 | 22 | 2022-2043 | 2022+22 | 2358.0131 | 0.12514
2022 | 2044 | 23 | 2022-2044 | 2022+23 | 2300.8228 | 0.12211
2022 | 2045 | 24 | 2022-2045 | 2022+24 | 2244.1524 | 0.1191
2022 | 2046 | 25 | 2022-2046 | 2022+25 | 2192.0157 | 0.11633
2022 | 2047 | 26 | 2022-2047 | 2022+26 | 2143.8895 | 0.11378
2022 | 2048 | 27 | 2022-2048 | 2022+27 | 2099.3282 | 0.11141
2022 | 2049 | 28 | 2022-2049 | 2022+28 | 2057.9498 | 0.10922
2023 | 2023 | 1 | 2023-2023 | 2023+01 | 3225.8069 | 0.17119
2023 | 2024 | 2 | 2023-2024 | 2023+02 | 3288.2516 | 0.17451
2023 | 2025 | 3 | 2023-2025 | 2023+03 | 3295.0527 | 0.17487
2023 | 2026 | 4 | 2023-2026 | 2023+04 | 3298.3946 | 0.17505
2023 | 2027 | 5 | 2023-2027 | 2023+05 | 3277.0541 | 0.17391
2023 | 2028 | 6 | 2023-2028 | 2023+06 | 3243.3724 | 0.17213
2023 | 2029 | 7 | 2023-2029 | 2023+07 | 3183.6751 | 0.16896
2023 | 2030 | 8 | 2023-2030 | 2023+08 | 3107.718 | 0.16493
2023 | 2031 | 9 | 2023-2031 | 2023+09 | 3039.3217 | 0.1613
2023 | 2032 | 10 | 2023-2032 | 2023+10 | 2976.2179 | 0.15795
2023 | 2033 | 11 | 2023-2033 | 2023+11 | 2913.336 | 0.15461
2023 | 2034 | 12 | 2023-2034 | 2023+12 | 2850.6205 | 0.15128
2023 | 2035 | 13 | 2023-2035 | 2023+13 | 2788.033 | 0.14796
2023 | 2036 | 14 | 2023-2036 | 2023+14 | 2726.0047 | 0.14467
2023 | 2037 | 15 | 2023-2037 | 2023+15 | 2664.4238 | 0.1414
2023 | 2038 | 16 | 2023-2038 | 2023+16 | 2603.2063 | 0.13815
2023 | 2039 | 17 | 2023-2039 | 2023+17 | 2542.2881 | 0.13492
2023 | 2040 | 18 | 2023-2040 | 2023+18 | 2481.6193 | 0.1317
2023 | 2041 | 19 | 2023-2041 | 2023+19 | 2421.9734 | 0.12854
2023 | 2042 | 20 | 2023-2042 | 2023+20 | 2363.197 | 0.12542
2023 | 2043 | 21 | 2023-2043 | 2023+21 | 2305.1657 | 0.12234
2023 | 2044 | 22 | 2023-2044 | 2023+22 | 2247.7781 | 0.11929
2023 | 2045 | 23 | 2023-2045 | 2023+23 | 2190.9501 | 0.11627
2023 | 2046 | 24 | 2023-2046 | 2023+24 | 2138.8577 | 0.11351
2023 | 2047 | 25 | 2023-2047 | 2023+25 | 2090.9328 | 0.11097
2023 | 2048 | 26 | 2023-2048 | 2023+26 | 2046.6944 | 0.10862
2023 | 2049 | 27 | 2023-2049 | 2023+27 | 2005.7329 | 0.10644
2024 | 2024 | 1 | 2024-2024 | 2024+01 | 3350.6963 | 0.17782
2024 | 2025 | 2 | 2024-2025 | 2024+02 | 3329.6756 | 0.17671
2024 | 2026 | 3 | 2024-2026 | 2024+03 | 3322.5905 | 0.17633
2024 | 2027 | 4 | 2024-2027 | 2024+04 | 3289.8659 | 0.17459
2024 | 2028 | 5 | 2024-2028 | 2024+05 | 3246.8855 | 0.17231
2024 | 2029 | 6 | 2024-2029 | 2024+06 | 3176.6531 | 0.16859
2024 | 2030 | 7 | 2024-2030 | 2024+07 | 3090.8482 | 0.16403
2024 | 2031 | 8 | 2024-2031 | 2024+08 | 3016.011 | 0.16006
2024 | 2032 | 9 | 2024-2032 | 2024+09 | 2948.4858 | 0.15648
2024 | 2033 | 10 | 2024-2033 | 2024+10 | 2882.0889 | 0.15295
2024 | 2034 | 11 | 2024-2034 | 2024+11 | 2816.5126 | 0.14947
2024 | 2035 | 12 | 2024-2035 | 2024+12 | 2751.5519 | 0.14603
2024 | 2036 | 13 | 2024-2036 | 2024+13 | 2687.5584 | 0.14263
2024 | 2037 | 14 | 2024-2037 | 2024+14 | 2624.325 | 0.13927
2024 | 2038 | 15 | 2024-2038 | 2024+15 | 2561.6996 | 0.13595
2024 | 2039 | 16 | 2024-2039 | 2024+16 | 2499.5682 | 0.13265
2024 | 2040 | 17 | 2024-2040 | 2024+17 | 2437.8436 | 0.12938
2024 | 2041 | 18 | 2024-2041 | 2024+18 | 2377.316 | 0.12617
2024 | 2042 | 19 | 2024-2042 | 2024+19 | 2317.7964 | 0.12301
2024 | 2043 | 20 | 2024-2043 | 2024+20 | 2259.1337 | 0.11989
2024 | 2044 | 21 | 2024-2044 | 2024+21 | 2201.2053 | 0.11682
2024 | 2045 | 22 | 2024-2045 | 2024+22 | 2143.9111 | 0.11378
2024 | 2046 | 23 | 2024-2046 | 2024+23 | 2091.5991 | 0.111
2024 | 2047 | 24 | 2024-2047 | 2024+24 | 2043.6464 | 0.10846
2024 | 2048 | 25 | 2024-2048 | 2024+25 | 1999.5299 | 0.10612
2024 | 2049 | 26 | 2024-2049 | 2024+26 | 1958.807 | 0.10395
2025 | 2025 | 1 | 2025-2025 | 2025+01 | 3308.6548 | 0.17559
2025 | 2026 | 2 | 2025-2026 | 2025+02 | 3308.5376 | 0.17559
2025 | 2027 | 3 | 2025-2027 | 2025+03 | 3269.5891 | 0.17352
2025 | 2028 | 4 | 2025-2028 | 2025+04 | 3220.9329 | 0.17094
2025 | 2029 | 5 | 2025-2029 | 2025+05 | 3141.8445 | 0.16674
2025 | 2030 | 6 | 2025-2030 | 2025+06 | 3047.5401 | 0.16173
2025 | 2031 | 7 | 2025-2031 | 2025+07 | 2968.1988 | 0.15752
2025 | 2032 | 8 | 2025-2032 | 2025+08 | 2898.2094 | 0.15381
2025 | 2033 | 9 | 2025-2033 | 2025+09 | 2830.0214 | 0.15019
2025 | 2034 | 10 | 2025-2034 | 2025+10 | 2763.0943 | 0.14664
2025 | 2035 | 11 | 2025-2035 | 2025+11 | 2697.0842 | 0.14314
2025 | 2036 | 12 | 2025-2036 | 2025+12 | 2632.2969 | 0.1397
2025 | 2037 | 13 | 2025-2037 | 2025+13 | 2568.4503 | 0.13631
2025 | 2038 | 14 | 2025-2038 | 2025+14 | 2505.3427 | 0.13296
2025 | 2039 | 15 | 2025-2039 | 2025+15 | 2442.8263 | 0.12964
2025 | 2040 | 16 | 2025-2040 | 2025+16 | 2380.7903 | 0.12635
2025 | 2041 | 17 | 2025-2041 | 2025+17 | 2320.0584 | 0.12313
2025 | 2042 | 18 | 2025-2042 | 2025+18 | 2260.4131 | 0.11996
2025 | 2043 | 19 | 2025-2043 | 2025+19 | 2201.683 | 0.11684
2025 | 2044 | 20 | 2025-2044 | 2025+20 | 2143.7307 | 0.11377
2025 | 2045 | 21 | 2025-2045 | 2025+21 | 2086.4452 | 0.11073
2025 | 2046 | 22 | 2025-2046 | 2025+22 | 2034.3674 | 0.10796
2025 | 2047 | 23 | 2025-2047 | 2025+23 | 1986.8181 | 0.10544
2025 | 2048 | 24 | 2025-2048 | 2025+24 | 1943.2313 | 0.10313
2025 | 2049 | 25 | 2025-2049 | 2025+25 | 1903.1314 | 0.101
2026 | 2026 | 1 | 2026-2026 | 2026+01 | 3308.4203 | 0.17558
2026 | 2027 | 2 | 2026-2027 | 2026+02 | 3250.0563 | 0.17248
2026 | 2028 | 3 | 2026-2028 | 2026+03 | 3191.6922 | 0.16938
2026 | 2029 | 4 | 2026-2029 | 2026+04 | 3100.1419 | 0.16453
2026 | 2030 | 5 | 2026-2030 | 2026+05 | 2995.3172 | 0.15896
2026 | 2031 | 6 | 2026-2031 | 2026+06 | 2911.4562 | 0.15451
2026 | 2032 | 7 | 2026-2032 | 2026+07 | 2839.5744 | 0.1507
2026 | 2033 | 8 | 2026-2033 | 2026+08 | 2770.1922 | 0.14702
2026 | 2034 | 9 | 2026-2034 | 2026+09 | 2702.4764 | 0.14342
2026 | 2035 | 10 | 2026-2035 | 2026+10 | 2635.9272 | 0.13989
2026 | 2036 | 11 | 2026-2036 | 2026+11 | 2570.8099 | 0.13643
2026 | 2037 | 12 | 2026-2037 | 2026+12 | 2506.7666 | 0.13304
2026 | 2038 | 13 | 2026-2038 | 2026+13 | 2443.5494 | 0.12968
2026 | 2039 | 14 | 2026-2039 | 2026+14 | 2380.9814 | 0.12636
2026 | 2040 | 15 | 2026-2040 | 2026+15 | 2318.9327 | 0.12307
2026 | 2041 | 16 | 2026-2041 | 2026+16 | 2258.2711 | 0.11985
2026 | 2042 | 17 | 2026-2042 | 2026+17 | 2198.7518 | 0.11669
2026 | 2043 | 18 | 2026-2043 | 2026+18 | 2140.1846 | 0.11358
2026 | 2044 | 19 | 2026-2044 | 2026+19 | 2082.4189 | 0.11051
2026 | 2045 | 20 | 2026-2045 | 2026+20 | 2025.3347 | 0.10749
2026 | 2046 | 21 | 2026-2046 | 2026+21 | 1973.687 | 0.10474
2026 | 2047 | 22 | 2026-2047 | 2026+22 | 1926.7346 | 0.10225
2026 | 2048 | 23 | 2026-2048 | 2026+23 | 1883.865 | 0.099977
2026 | 2049 | 24 | 2026-2049 | 2026+24 | 1844.5679 | 0.097892
2027 | 2027 | 1 | 2027-2027 | 2027+01 | 3191.6922 | 0.16938
2027 | 2028 | 2 | 2027-2028 | 2027+02 | 3133.3281 | 0.16629
2027 | 2029 | 3 | 2027-2029 | 2027+03 | 3030.7158 | 0.16084
2027 | 2030 | 4 | 2027-2030 | 2027+04 | 2917.0414 | 0.15481
2027 | 2031 | 5 | 2027-2031 | 2027+05 | 2832.0633 | 0.1503
2027 | 2032 | 6 | 2027-2032 | 2027+06 | 2761.4334 | 0.14655
2027 | 2033 | 7 | 2027-2033 | 2027+07 | 2693.3025 | 0.14293
2027 | 2034 | 8 | 2027-2034 | 2027+08 | 2626.7335 | 0.1394
2027 | 2035 | 9 | 2027-2035 | 2027+09 | 2561.2057 | 0.13592
2027 | 2036 | 10 | 2027-2036 | 2027+10 | 2497.0488 | 0.13252
2027 | 2037 | 11 | 2027-2037 | 2027+11 | 2433.889 | 0.12917
2027 | 2038 | 12 | 2027-2038 | 2027+12 | 2371.4769 | 0.12586
2027 | 2039 | 13 | 2027-2039 | 2027+13 | 2309.64 | 0.12257
2027 | 2040 | 14 | 2027-2040 | 2027+14 | 2248.255 | 0.11932
2027 | 2041 | 15 | 2027-2041 | 2027+15 | 2188.2611 | 0.11613
2027 | 2042 | 16 | 2027-2042 | 2027+16 | 2129.3976 | 0.11301
2027 | 2043 | 17 | 2027-2043 | 2027+17 | 2071.4648 | 0.10993
2027 | 2044 | 18 | 2027-2044 | 2027+18 | 2014.3077 | 0.1069
2027 | 2045 | 19 | 2027-2045 | 2027+19 | 1957.8038 | 0.1039
2027 | 2046 | 20 | 2027-2046 | 2027+20 | 1906.9504 | 0.1012
2027 | 2047 | 21 | 2027-2047 | 2027+21 | 1860.9401 | 0.098761
2027 | 2048 | 22 | 2027-2048 | 2027+22 | 1819.1125 | 0.096541
2027 | 2049 | 23 | 2027-2049 | 2027+23 | 1780.9221 | 0.094514
2028 | 2028 | 1 | 2028-2028 | 2028+01 | 3074.9641 | 0.16319
2028 | 2029 | 2 | 2028-2029 | 2028+02 | 2950.2276 | 0.15657
2028 | 2030 | 3 | 2028-2030 | 2028+03 | 2825.4912 | 0.14995
2028 | 2031 | 4 | 2028-2031 | 2028+04 | 2742.1561 | 0.14553
2028 | 2032 | 5 | 2028-2032 | 2028+05 | 2675.3816 | 0.14198
2028 | 2033 | 6 | 2028-2033 | 2028+06 | 2610.2375 | 0.13853
2028 | 2034 | 7 | 2028-2034 | 2028+07 | 2546.0251 | 0.13512
2028 | 2035 | 8 | 2028-2035 | 2028+08 | 2482.3949 | 0.13174
2028 | 2036 | 9 | 2028-2036 | 2028+09 | 2419.8662 | 0.12842
2028 | 2037 | 10 | 2028-2037 | 2028+10 | 2358.1086 | 0.12515
2028 | 2038 | 11 | 2028-2038 | 2028+11 | 2296.9118 | 0.1219
2028 | 2039 | 12 | 2028-2039 | 2028+12 | 2236.1356 | 0.11867
2028 | 2040 | 13 | 2028-2040 | 2028+13 | 2175.6829 | 0.11546
2028 | 2041 | 14 | 2028-2041 | 2028+14 | 2116.5875 | 0.11233
2028 | 2042 | 15 | 2028-2042 | 2028+15 | 2058.5779 | 0.10925
2028 | 2043 | 16 | 2028-2043 | 2028+16 | 2001.4506 | 0.10622
2028 | 2044 | 17 | 2028-2044 | 2028+17 | 1945.0498 | 0.10322
2028 | 2045 | 18 | 2028-2045 | 2028+18 | 1889.2545 | 0.10026
2028 | 2046 | 19 | 2028-2046 | 2028+19 | 1839.3324 | 0.097614
2028 | 2047 | 20 | 2028-2047 | 2028+20 | 1794.4025 | 0.09523
2028 | 2048 | 21 | 2028-2048 | 2028+21 | 1753.7516 | 0.093072
2028 | 2049 | 22 | 2028-2049 | 2028+22 | 1716.7962 | 0.091111
2029 | 2029 | 1 | 2029-2029 | 2029+01 | 2825.4912 | 0.14995
2029 | 2030 | 2 | 2029-2030 | 2029+02 | 2700.7547 | 0.14333
2029 | 2031 | 3 | 2029-2031 | 2029+03 | 2631.2201 | 0.13964
2029 | 2032 | 4 | 2029-2032 | 2029+04 | 2575.486 | 0.13668
2029 | 2033 | 5 | 2029-2033 | 2029+05 | 2517.2922 | 0.13359
2029 | 2034 | 6 | 2029-2034 | 2029+06 | 2457.8686 | 0.13044
2029 | 2035 | 7 | 2029-2035 | 2029+07 | 2397.7421 | 0.12725
2029 | 2036 | 8 | 2029-2036 | 2029+08 | 2337.979 | 0.12408
2029 | 2037 | 9 | 2029-2037 | 2029+09 | 2278.458 | 0.12092
2029 | 2038 | 10 | 2029-2038 | 2029+10 | 2219.1066 | 0.11777
2029 | 2039 | 11 | 2029-2039 | 2029+11 | 2159.8785 | 0.11463
2029 | 2040 | 12 | 2029-2040 | 2029+12 | 2100.7428 | 0.11149
2029 | 2041 | 13 | 2029-2041 | 2029+13 | 2042.8662 | 0.10842
2029 | 2042 | 14 | 2029-2042 | 2029+14 | 1985.9789 | 0.1054
2029 | 2043 | 15 | 2029-2043 | 2029+15 | 1929.883 | 0.10242
2029 | 2044 | 16 | 2029-2044 | 2029+16 | 1874.4302 | 0.099477
2029 | 2045 | 17 | 2029-2045 | 2029+17 | 1819.5069 | 0.096562
2029 | 2046 | 18 | 2029-2046 | 2029+18 | 1770.6862 | 0.093971
2029 | 2047 | 19 | 2029-2047 | 2029+19 | 1727.0045 | 0.091653
2029 | 2048 | 20 | 2029-2048 | 2029+20 | 1687.691 | 0.089566
2029 | 2049 | 21 | 2029-2049 | 2029+21 | 1652.1216 | 0.087679
2030 | 2030 | 1 | 2030-2030 | 2030+01 | 2576.0183 | 0.13671
2030 | 2031 | 2 | 2030-2031 | 2030+02 | 2534.0846 | 0.13448
2030 | 2032 | 3 | 2030-2032 | 2030+03 | 2492.151 | 0.13226
2030 | 2033 | 4 | 2030-2033 | 2030+04 | 2440.2425 | 0.1295
2030 | 2034 | 5 | 2030-2034 | 2030+05 | 2384.344 | 0.12654
2030 | 2035 | 6 | 2030-2035 | 2030+06 | 2326.4506 | 0.12347
2030 | 2036 | 7 | 2030-2036 | 2030+07 | 2268.3344 | 0.12038
2030 | 2037 | 8 | 2030-2037 | 2030+08 | 2210.0789 | 0.11729
2030 | 2038 | 9 | 2030-2038 | 2030+09 | 2151.7305 | 0.11419
2030 | 2039 | 10 | 2030-2039 | 2030+10 | 2093.3172 | 0.11109
2030 | 2040 | 11 | 2030-2040 | 2030+11 | 2034.8566 | 0.10799
2030 | 2041 | 12 | 2030-2041 | 2030+12 | 1977.6475 | 0.10495
2030 | 2042 | 13 | 2030-2042 | 2030+13 | 1921.401 | 0.10197
2030 | 2043 | 14 | 2030-2043 | 2030+14 | 1865.911 | 0.099025
2030 | 2044 | 15 | 2030-2044 | 2030+15 | 1811.0261 | 0.096112
2030 | 2045 | 16 | 2030-2045 | 2030+16 | 1756.6329 | 0.093225
2030 | 2046 | 17 | 2030-2046 | 2030+17 | 1708.6388 | 0.090678
2030 | 2047 | 18 | 2030-2047 | 2030+18 | 1665.9774 | 0.088414
2030 | 2048 | 19 | 2030-2048 | 2030+19 | 1627.8067 | 0.086388
2030 | 2049 | 20 | 2030-2049 | 2030+20 | 1593.4531 | 0.084565
2031 | 2031 | 1 | 2031-2031 | 2031+01 | 2492.151 | 0.13226
2031 | 2032 | 2 | 2031-2032 | 2031+02 | 2450.2173 | 0.13003
2031 | 2033 | 3 | 2031-2033 | 2031+03 | 2394.9839 | 0.1271
2031 | 2034 | 4 | 2031-2034 | 2031+04 | 2336.4255 | 0.12399
2031 | 2035 | 5 | 2031-2035 | 2031+05 | 2276.5371 | 0.12082
2031 | 2036 | 6 | 2031-2036 | 2031+06 | 2217.0537 | 0.11766
2031 | 2037 | 7 | 2031-2037 | 2031+07 | 2157.8018 | 0.11452
2031 | 2038 | 8 | 2031-2038 | 2031+08 | 2098.6946 | 0.11138
2031 | 2039 | 9 | 2031-2039 | 2031+09 | 2039.6837 | 0.10825
2031 | 2040 | 10 | 2031-2040 | 2031+10 | 1980.7404 | 0.10512
2031 | 2041 | 11 | 2031-2041 | 2031+11 | 1923.2501 | 0.10207
2031 | 2042 | 12 | 2031-2042 | 2031+12 | 1866.8496 | 0.099074
2031 | 2043 | 13 | 2031-2043 | 2031+13 | 1811.2874 | 0.096126
2031 | 2044 | 14 | 2031-2044 | 2031+14 | 1756.3838 | 0.093212
2031 | 2045 | 15 | 2031-2045 | 2031+15 | 1702.0072 | 0.090326
2031 | 2046 | 16 | 2031-2046 | 2031+16 | 1654.4276 | 0.087801
2031 | 2047 | 17 | 2031-2047 | 2031+17 | 1612.4456 | 0.085573
2031 | 2048 | 18 | 2031-2048 | 2031+18 | 1575.1283 | 0.083593
2031 | 2049 | 19 | 2031-2049 | 2031+19 | 1541.7391 | 0.081821
2032 | 2032 | 1 | 2032-2032 | 2032+01 | 2408.2836 | 0.12781
2032 | 2033 | 2 | 2032-2033 | 2032+02 | 2346.4003 | 0.12452
2032 | 2034 | 3 | 2032-2034 | 2032+03 | 2284.517 | 0.12124
2032 | 2035 | 4 | 2032-2035 | 2032+04 | 2222.6336 | 0.11796
2032 | 2036 | 5 | 2032-2036 | 2032+05 | 2162.0343 | 0.11474
2032 | 2037 | 6 | 2032-2037 | 2032+06 | 2102.077 | 0.11156
2032 | 2038 | 7 | 2032-2038 | 2032+07 | 2042.4865 | 0.1084
2032 | 2039 | 8 | 2032-2039 | 2032+08 | 1983.1253 | 0.10525
2032 | 2040 | 9 | 2032-2040 | 2032+09 | 1923.917 | 0.1021
2032 | 2041 | 10 | 2032-2041 | 2032+10 | 1866.36 | 0.099048
2032 | 2042 | 11 | 2032-2042 | 2032+11 | 1810.004 | 0.096058
2032 | 2043 | 12 | 2032-2043 | 2032+12 | 1754.5487 | 0.093115
2032 | 2044 | 13 | 2032-2044 | 2032+13 | 1699.7863 | 0.090208
2032 | 2045 | 14 | 2032-2045 | 2032+14 | 1645.5683 | 0.087331
2032 | 2046 | 15 | 2032-2046 | 2032+15 | 1598.5794 | 0.084837
2032 | 2047 | 16 | 2032-2047 | 2032+16 | 1557.464 | 0.082655
2032 | 2048 | 17 | 2032-2048 | 2032+17 | 1521.1858 | 0.08073
2032 | 2049 | 18 | 2032-2049 | 2032+18 | 1488.9385 | 0.079019
2033 | 2033 | 1 | 2033-2033 | 2033+01 | 2284.517 | 0.12124
2033 | 2034 | 2 | 2033-2034 | 2033+02 | 2222.6336 | 0.11796
2033 | 2035 | 3 | 2033-2035 | 2033+03 | 2160.7503 | 0.11467
2033 | 2036 | 4 | 2033-2036 | 2033+04 | 2100.472 | 0.11147
2033 | 2037 | 5 | 2033-2037 | 2033+05 | 2040.8356 | 0.10831
2033 | 2038 | 6 | 2033-2038 | 2033+06 | 1981.5203 | 0.10516
2033 | 2039 | 7 | 2033-2039 | 2033+07 | 1922.3884 | 0.10202
2033 | 2040 | 8 | 2033-2040 | 2033+08 | 1863.3712 | 0.09889
2033 | 2041 | 9 | 2033-2041 | 2033+09 | 1806.1463 | 0.095853
2033 | 2042 | 10 | 2033-2042 | 2033+10 | 1750.1761 | 0.092882
2033 | 2043 | 11 | 2033-2043 | 2033+11 | 1695.1183 | 0.089961
2033 | 2044 | 12 | 2033-2044 | 2033+12 | 1640.7449 | 0.087075
2033 | 2045 | 13 | 2033-2045 | 2033+13 | 1586.8979 | 0.084217
2033 | 2046 | 14 | 2033-2046 | 2033+14 | 1540.7433 | 0.081768
2033 | 2047 | 15 | 2033-2047 | 2033+15 | 1500.7427 | 0.079645
2033 | 2048 | 16 | 2033-2048 | 2033+16 | 1465.7422 | 0.077787
2033 | 2049 | 17 | 2033-2049 | 2033+17 | 1434.8594 | 0.076149
2034 | 2034 | 1 | 2034-2034 | 2034+01 | 2160.7503 | 0.11467
2034 | 2035 | 2 | 2034-2035 | 2034+02 | 2098.8669 | 0.11139
2034 | 2036 | 3 | 2034-2036 | 2034+03 | 2039.1236 | 0.10822
2034 | 2037 | 4 | 2034-2037 | 2034+04 | 1979.9153 | 0.10507
2034 | 2038 | 5 | 2034-2038 | 2034+05 | 1920.921 | 0.10194
2034 | 2039 | 6 | 2034-2039 | 2034+06 | 1862.0337 | 0.098819
2034 | 2040 | 7 | 2034-2040 | 2034+07 | 1803.2075 | 0.095697
2034 | 2041 | 8 | 2034-2041 | 2034+08 | 1746.35 | 0.092679
2034 | 2042 | 9 | 2034-2042 | 2034+09 | 1690.8049 | 0.089732
2034 | 2043 | 10 | 2034-2043 | 2034+10 | 1636.1784 | 0.086833
2034 | 2044 | 11 | 2034-2044 | 2034+11 | 1582.2202 | 0.083969
2034 | 2045 | 12 | 2034-2045 | 2034+12 | 1528.763 | 0.081132
2034 | 2046 | 13 | 2034-2046 | 2034+13 | 1483.53 | 0.078731
2034 | 2047 | 14 | 2034-2047 | 2034+14 | 1444.7589 | 0.076674
2034 | 2048 | 15 | 2034-2048 | 2034+15 | 1411.1572 | 0.074891
2034 | 2049 | 16 | 2034-2049 | 2034+16 | 1381.7558 | 0.07333
2035 | 2035 | 1 | 2035-2035 | 2035+01 | 2036.9836 | 0.1081
2035 | 2036 | 2 | 2035-2036 | 2035+02 | 1978.3103 | 0.10499
2035 | 2037 | 3 | 2035-2037 | 2035+03 | 1919.637 | 0.10188
2035 | 2038 | 4 | 2035-2038 | 2035+04 | 1860.9637 | 0.098762
2035 | 2039 | 5 | 2035-2039 | 2035+05 | 1802.2904 | 0.095648
2035 | 2040 | 6 | 2035-2040 | 2035+06 | 1743.617 | 0.092534
2035 | 2041 | 7 | 2035-2041 | 2035+07 | 1687.1499 | 0.089538
2035 | 2042 | 8 | 2035-2042 | 2035+08 | 1632.0617 | 0.086614
2035 | 2043 | 9 | 2035-2043 | 2035+09 | 1577.8927 | 0.083739
2035 | 2044 | 10 | 2035-2044 | 2035+10 | 1524.3671 | 0.080899
2035 | 2045 | 11 | 2035-2045 | 2035+11 | 1471.3096 | 0.078083
2035 | 2046 | 12 | 2035-2046 | 2035+12 | 1427.095 | 0.075736
2035 | 2047 | 13 | 2035-2047 | 2035+13 | 1389.6826 | 0.073751
2035 | 2048 | 14 | 2035-2048 | 2035+14 | 1357.6148 | 0.072049
2035 | 2049 | 15 | 2035-2049 | 2035+15 | 1329.8228 | 0.070574
2036 | 2036 | 1 | 2036-2036 | 2036+01 | 1919.637 | 0.10188
2036 | 2037 | 2 | 2036-2037 | 2036+02 | 1860.9637 | 0.098762
2036 | 2038 | 3 | 2036-2038 | 2036+03 | 1802.2904 | 0.095648
2036 | 2039 | 4 | 2036-2039 | 2036+04 | 1743.617 | 0.092534
2036 | 2040 | 5 | 2036-2040 | 2036+05 | 1684.9437 | 0.089421
2036 | 2041 | 6 | 2036-2041 | 2036+06 | 1628.8443 | 0.086443
2036 | 2042 | 7 | 2036-2042 | 2036+07 | 1574.2157 | 0.083544
2036 | 2043 | 8 | 2036-2043 | 2036+08 | 1520.5063 | 0.080694
2036 | 2044 | 9 | 2036-2044 | 2036+09 | 1467.4098 | 0.077876
2036 | 2045 | 10 | 2036-2045 | 2036+10 | 1414.7422 | 0.075081
2036 | 2046 | 11 | 2036-2046 | 2036+11 | 1371.6505 | 0.072794
2036 | 2047 | 12 | 2036-2047 | 2036+12 | 1335.7408 | 0.070888
2036 | 2048 | 13 | 2036-2048 | 2036+13 | 1305.3557 | 0.069276
2036 | 2049 | 14 | 2036-2049 | 2036+14 | 1279.3113 | 0.067894
2037 | 2037 | 1 | 2037-2037 | 2037+01 | 1802.2904 | 0.095648
2037 | 2038 | 2 | 2037-2038 | 2037+02 | 1743.617 | 0.092534
2037 | 2039 | 3 | 2037-2039 | 2037+03 | 1684.9437 | 0.089421
2037 | 2040 | 4 | 2037-2040 | 2037+04 | 1626.2704 | 0.086307
2037 | 2041 | 5 | 2037-2041 | 2037+05 | 1570.6858 | 0.083357
2037 | 2042 | 6 | 2037-2042 | 2037+06 | 1516.6455 | 0.080489
2037 | 2043 | 7 | 2037-2043 | 2037+07 | 1463.4876 | 0.077668
2037 | 2044 | 8 | 2037-2044 | 2037+08 | 1410.8814 | 0.074876
2037 | 2045 | 9 | 2037-2045 | 2037+09 | 1358.6428 | 0.072104
2037 | 2046 | 10 | 2037-2046 | 2037+10 | 1316.8519 | 0.069886
2037 | 2047 | 11 | 2037-2047 | 2037+11 | 1282.6594 | 0.068071
2037 | 2048 | 12 | 2037-2048 | 2037+12 | 1254.1656 | 0.066559
2037 | 2049 | 13 | 2037-2049 | 2037+13 | 1230.0555 | 0.065279
2038 | 2038 | 1 | 2038-2038 | 2038+01 | 1684.9437 | 0.089421
2038 | 2039 | 2 | 2038-2039 | 2038+02 | 1626.2704 | 0.086307
2038 | 2040 | 3 | 2038-2040 | 2038+03 | 1567.5971 | 0.083193
2038 | 2041 | 4 | 2038-2041 | 2038+04 | 1512.7846 | 0.080284
2038 | 2042 | 5 | 2038-2042 | 2038+05 | 1459.5165 | 0.077457
2038 | 2043 | 6 | 2038-2043 | 2038+06 | 1407.0205 | 0.074671
2038 | 2044 | 7 | 2038-2044 | 2038+07 | 1354.9658 | 0.071909
2038 | 2045 | 8 | 2038-2045 | 2038+08 | 1303.1868 | 0.069161
2038 | 2046 | 9 | 2038-2046 | 2038+09 | 1262.9143 | 0.067023
2038 | 2047 | 10 | 2038-2047 | 2038+10 | 1230.6963 | 0.065314
2038 | 2048 | 11 | 2038-2048 | 2038+11 | 1204.3361 | 0.063915
2038 | 2049 | 12 | 2038-2049 | 2038+12 | 1182.3692 | 0.062749
2039 | 2039 | 1 | 2039-2039 | 2039+01 | 1567.5971 | 0.083193
2039 | 2040 | 2 | 2039-2040 | 2039+02 | 1508.9238 | 0.080079
2039 | 2041 | 3 | 2039-2041 | 2039+03 | 1455.3983 | 0.077239
2039 | 2042 | 4 | 2039-2042 | 2039+04 | 1403.1597 | 0.074466
2039 | 2043 | 5 | 2039-2043 | 2039+05 | 1351.4359 | 0.071721
2039 | 2044 | 6 | 2039-2044 | 2039+06 | 1299.9695 | 0.06899
2039 | 2045 | 7 | 2039-2045 | 2039+07 | 1248.6501 | 0.066266
2039 | 2046 | 8 | 2039-2046 | 2039+08 | 1210.1606 | 0.064224
2039 | 2047 | 9 | 2039-2047 | 2039+09 | 1180.2243 | 0.062635
2039 | 2048 | 10 | 2039-2048 | 2039+10 | 1156.2753 | 0.061364
2039 | 2049 | 11 | 2039-2049 | 2039+11 | 1136.6806 | 0.060324
2040 | 2040 | 1 | 2040-2040 | 2040+01 | 1450.2505 | 0.076965
2040 | 2041 | 2 | 2040-2041 | 2040+02 | 1399.2988 | 0.074261
2040 | 2042 | 3 | 2040-2042 | 2040+03 | 1348.3472 | 0.071557
2040 | 2043 | 4 | 2040-2043 | 2040+04 | 1297.3956 | 0.068853
2040 | 2044 | 5 | 2040-2044 | 2040+05 | 1246.4439 | 0.066149
2040 | 2045 | 6 | 2040-2045 | 2040+06 | 1195.4923 | 0.063445
2040 | 2046 | 7 | 2040-2046 | 2040+07 | 1159.0983 | 0.061514
2040 | 2047 | 8 | 2040-2047 | 2040+08 | 1131.8027 | 0.060065
2040 | 2048 | 9 | 2040-2048 | 2040+09 | 1110.5729 | 0.058939
2040 | 2049 | 10 | 2040-2049 | 2040+10 | 1093.589 | 0.058037
2041 | 2041 | 1 | 2041-2041 | 2041+01 | 1348.3472 | 0.071557
2041 | 2042 | 2 | 2041-2042 | 2041+02 | 1297.3956 | 0.068853
2041 | 2043 | 3 | 2041-2043 | 2041+03 | 1246.4439 | 0.066149
2041 | 2044 | 4 | 2041-2044 | 2041+04 | 1195.4923 | 0.063445
2041 | 2045 | 5 | 2041-2045 | 2041+05 | 1144.5406 | 0.060741
2041 | 2046 | 6 | 2041-2046 | 2041+06 | 1110.5729 | 0.058939
2041 | 2047 | 7 | 2041-2047 | 2041+07 | 1086.3102 | 0.057651
2041 | 2048 | 8 | 2041-2048 | 2041+08 | 1068.1132 | 0.056685
2041 | 2049 | 9 | 2041-2049 | 2041+09 | 1053.96 | 0.055934
2042 | 2042 | 1 | 2042-2042 | 2042+01 | 1246.4439 | 0.066149
2042 | 2043 | 2 | 2042-2043 | 2042+02 | 1195.4923 | 0.063445
2042 | 2044 | 3 | 2042-2044 | 2042+03 | 1144.5406 | 0.060741
2042 | 2045 | 4 | 2042-2045 | 2042+04 | 1093.589 | 0.058037
2042 | 2046 | 5 | 2042-2046 | 2042+05 | 1063.018 | 0.056415
2042 | 2047 | 6 | 2042-2047 | 2042+06 | 1042.6374 | 0.055333
2042 | 2048 | 7 | 2042-2048 | 2042+07 | 1028.0798 | 0.054561
2042 | 2049 | 8 | 2042-2049 | 2042+08 | 1017.1615 | 0.053981
2043 | 2043 | 1 | 2043-2043 | 2043+01 | 1144.5406 | 0.060741
2043 | 2044 | 2 | 2043-2044 | 2043+02 | 1093.589 | 0.058037
2043 | 2045 | 3 | 2043-2045 | 2043+03 | 1042.6374 | 0.055333
2043 | 2046 | 4 | 2043-2046 | 2043+04 | 1017.1615 | 0.053981
2043 | 2047 | 5 | 2043-2047 | 2043+05 | 1001.8761 | 0.05317
2043 | 2048 | 6 | 2043-2048 | 2043+06 | 991.6857 | 0.052629
2043 | 2049 | 7 | 2043-2049 | 2043+07 | 984.4069 | 0.052243
2044 | 2044 | 1 | 2044-2044 | 2044+01 | 1042.6374 | 0.055333
2044 | 2045 | 2 | 2044-2045 | 2044+02 | 991.6857 | 0.052629
2044 | 2046 | 3 | 2044-2046 | 2044+03 | 974.7018 | 0.051728
2044 | 2047 | 4 | 2044-2047 | 2044+04 | 966.2099 | 0.051277
2044 | 2048 | 5 | 2044-2048 | 2044+05 | 961.1147 | 0.051007
2044 | 2049 | 6 | 2044-2049 | 2044+06 | 957.718 | 0.050826
2045 | 2045 | 1 | 2045-2045 | 2045+01 | 940.7341 | 0.049925
2045 | 2046 | 2 | 2045-2046 | 2045+02 | 940.7341 | 0.049925
2045 | 2047 | 3 | 2045-2047 | 2045+03 | 940.7341 | 0.049925
2045 | 2048 | 4 | 2045-2048 | 2045+04 | 940.7341 | 0.049925
2045 | 2049 | 5 | 2045-2049 | 2045+05 | 940.7341 | 0.049925
2046 | 2046 | 1 | 2046-2046 | 2046+01 | 940.7341 | 0.049925
2046 | 2047 | 2 | 2046-2047 | 2046+02 | 940.7341 | 0.049925
2046 | 2048 | 3 | 2046-2048 | 2046+03 | 940.7341 | 0.049925
2046 | 2049 | 4 | 2046-2049 | 2046+04 | 940.7341 | 0.049925
2047 | 2047 | 1 | 2047-2047 | 2047+01 | 940.7341 | 0.049925
2047 | 2048 | 2 | 2047-2048 | 2047+02 | 940.7341 | 0.049925
2047 | 2049 | 3 | 2047-2049 | 2047+03 | 940.7341 | 0.049925
2048 | 2048 | 1 | 2048-2048 | 2048+01 | 940.7341 | 0.049925
2048 | 2049 | 2 | 2048-2049 | 2048+02 | 940.7341 | 0.049925
2049 | 2049 | 1 | 2049-2049 | 2049+01 | 940.7341 | 0.049925
​

## E3 Cover (hidden)
Fuel Substitution: Annual Factors
FuelSub_Annual Factors
Prepared by:
Energy and Environmental Economics, Inc.
44 Montgomery Street, Suite 1500
San Francisco, CA 94104
Phone: 415-391-5100
2019-09-20

## Annual Factors
Long Run System Characteristics
Year | Emissions Intensity (short tons/MWh) | Source Energy (Btu/kWh) | Emissions Intensity (metric tonnes/MWh)
2019 | 0.21778 | 3722.7706 | 0.19757
2020 | 0.21281 | 3637.7828 | 0.19306
2021 | 0.20784 | 3552.795 | 0.18855
2022 | 0.20287 | 3467.8072 | 0.18404
2023 | 0.18871 | 3225.8069 | 0.17119
2024 | 0.19602 | 3350.6963 | 0.17782
2025 | 0.19356 | 3308.6548 | 0.17559
2026 | 0.19354 | 3308.4203 | 0.17558
2027 | 0.18671 | 3191.6922 | 0.16938
2028 | 0.17989 | 3074.9641 | 0.16319
2029 | 0.16529 | 2825.4912 | 0.14995
2030 | 0.1507 | 2576.0183 | 0.13671
2031 | 0.14579 | 2492.151 | 0.13226
2032 | 0.14088 | 2408.2836 | 0.12781
2033 | 0.13364 | 2284.517 | 0.12124
2034 | 0.1264 | 2160.7503 | 0.11467
2035 | 0.11916 | 2036.9836 | 0.1081
2036 | 0.1123 | 1919.637 | 0.10188
2037 | 0.10543 | 1802.2904 | 0.095648
2038 | 0.098569 | 1684.9437 | 0.089421
2039 | 0.091704 | 1567.5971 | 0.083193
2040 | 0.08484 | 1450.2505 | 0.076965
2041 | 0.078878 | 1348.3472 | 0.071557
2042 | 0.072917 | 1246.4439 | 0.066149
2043 | 0.066956 | 1144.5406 | 0.060741
2044 | 0.060994 | 1042.6374 | 0.055333
2045 | 0.055033 | 940.7341 | 0.049925
2046 | 0.055033 | 940.7341 | 0.049925
2047 | 0.055033 | 940.7341 | 0.049925
2048 | 0.055033 | 940.7341 | 0.049925
2049 | 0.055033 | 940.7341 | 0.049925

## Long-Run Emissions Inputs
2022 ACC Electric Model v1b - IRP 2021 Reference System Plan |  | 2018 | 2022 | 2023 | 2024 | 2025 | 2026 | 2028 | 2030 | 2032 | 2035 | 2040 | 2045
Load | GWh | 239106.9674 | 238133.5349 | 243569.636 | 247341.5363 | 249927.7819 | 252485.8907 | 256600.6696 | 260802.142 | 267431.6861 | 275927.9043 | 290088.2655 | 297046.127
Total Retail Sales | GWh | 209330.5911 | 199394.1693 | 204085.115 | 207184.0915 | 209211.8954 | 211218.5402 | 214281.5012 | 217428.4978 | 222820.3845 | 229568.4999 | 240813.6896 | 245396.6956
Total CAISO Emissions | MMtCO2 | 42.3013 | 36.6961 | 34.9383 | 36.842 | 36.7358 | 37.0856 | 34.9685 | 29.7247 | 28.4783 | 24.8172 | 18.5343 | 12.2515
Total CAISO Emissions | Million Short Tons CO2 | 46.6292 | 40.4504 | 38.5128 | 40.6113 | 40.4943 | 40.8798 | 38.5461 | 32.7658 | 31.392 | 27.3562 | 20.4305 | 13.5049
CO2 emissions of NG combustion | short tons/MMBtu | 0.0585
|  | 2018 | 2019 | 2020 | 2021 | 2022 | 2023 | 2024 | 2025 | 2026 | 2027 | 2028 | 2029 | 2030 | 2031 | 2032 | 2033 | 2034 | 2035 | 2036 | 2037 | 2038 | 2039 | 2040 | 2041 | 2042 | 2043 | 2044 | 2045 | 2046 | 2047 | 2048 | 2049
Total Retail Sales | GWh | 209330.5911 | 206846.4857 | 204362.3802 | 201878.2748 | 199394.1693 | 204085.115 | 207184.0915 | 209211.8954 | 211218.5402 | 212750.0207 | 214281.5012 | 215854.9995 | 217428.4978 | 220124.4411 | 222820.3845 | 225069.7563 | 227319.1281 | 229568.4999 | 231817.5378 | 234066.5758 | 236315.6137 | 238564.6517 | 240813.6896 | 241730.2908 | 242646.892 | 243563.4932 | 244480.0944 | 245396.6956
Total CAISO Emissions | Million Short Tons CO2 | 46.6292 | 45.0845 | 43.5398 | 41.9951 | 40.4504 | 38.5128 | 40.6113 | 40.4943 | 40.8798 | 39.7129 | 38.5461 | 35.656 | 32.7658 | 32.0789 | 31.392 | 30.0467 | 28.7014 | 27.3562 | 25.9711 | 24.5859 | 23.2008 | 21.8157 | 20.4305 | 19.0454 | 17.6603 | 16.2752 | 14.89 | 13.5049
Emissions Intensity | short tons/MWh | 0.22275 | 0.21778 | 0.21281 | 0.20784 | 0.20287 | 0.18871 | 0.19602 | 0.19356 | 0.19354 | 0.18671 | 0.17989 | 0.16529 | 0.1507 | 0.14579 | 0.14088 | 0.13364 | 0.1264 | 0.11916 | 0.1123 | 0.10543 | 0.098569 | 0.091704 | 0.08484 | 0.078878 | 0.072917 | 0.066956 | 0.060994 | 0.055033 | 0.055033 | 0.055033 | 0.055033 | 0.055033
Source Energy | Btu/kWh | 3807.7585 | 3722.7706 | 3637.7828 | 3552.795 | 3467.8072 | 3225.8069 | 3350.6963 | 3308.6548 | 3308.4203 | 3191.6922 | 3074.9641 | 2825.4912 | 2576.0183 | 2492.151 | 2408.2836 | 2284.517 | 2160.7503 | 2036.9836 | 1919.637 | 1802.2904 | 1684.9437 | 1567.5971 | 1450.2505 | 1348.3472 | 1246.4439 | 1144.5406 | 1042.6374 | 940.7341 | 940.7341 | 940.7341 | 940.7341 | 940.7341

## Device Refrigerant Leakage
Sector | Device type | Average lifetime (years) | Average charge size (amount of refrigerant) in lbs. per unit | Average annual leak rate (q_ann) | Average end-of-life loss rate of remaining refrigerant (q_EOL) | Number of years prior to EOL with no "top-off" refrigerant added to replace full charge (t_EOL) | Percentage of refrigerant charge lost during lifetime | Mass of refrigerant lost during lifetime for average unit (lbs)
Stationary Refrigeration | Large retail food refrigeration 2,000 lbs. + | 15 | 3352 | 24.2% | 20% | 0 | 383% | 12838.16
| Medium retail food refrigeration 200-2,000 lbs. | 15 | 684 | 22.9% | 20% | 0 | 363.5% | 2486.34
| Small retail food refrigeration 50-200 lbs. | 20 | 103 | 15.6% | 20% | 0 | 332% | 341.96
| Sub-small retail food refrigeration < 50 lbs. | 14 | 23 | 15% | 34% | 0 | 244% | 56.12
| Large commercial refrigeration 2,000 lbs. + | 15 | 3352 | 24.2% | 20% | 0 | 383% | 12838.16
| Medium commercial refrigeration 200-2,000 lbs. | 15 | 684 | 22.9% | 20% | 0 | 363.5% | 2486.34
| Small commercial refrigeration 50-200 lbs. | 20 | 103 | 15.6% | 20% | 0 | 332% | 341.96
| Sub-small commercial refrigeration < 50 lbs. | 14 | 23 | 15% | 34% | 0 | 244% | 56.12
| Large cold storage 2,000 lbs. + | 20 | 7252 | 14.8% | 20% | 0 | 316% | 22916.32
| Medium cold storage 200-2,000 lbs. | 20 | 552 | 10.3% | 20% | 0 | 226% | 1247.52
| Small cold storage 50-200 lbs. | 20 | 113 | 4% | 20% | 0 | 100% | 113
| Large industrial process cooling 2,000 lbs. + | 20 | 5873 | 12.3% | 20% | 0 | 266% | 15622.18
| Medium industrial process cooling 200-2,000 lbs. | 20 | 660 | 12.5% | 20% | 0 | 270% | 1782
| Small industrial process cooling 50-200 lbs. | 20 | 104 | 9.1% | 20% | 0 | 202% | 210.08
| Stand alone (self-contained) refrig units | 20 | 1.023 | 1% | 98.5% | 10 | 108.7% | 1.1115
| Refrigerated Food Processing and Dispensing Equipment | 12 | 3 | 1% | 98.5% | 6 | 104.6% | 3.1377
| Commercial Ice Machines | 5 | 3.31 | 0.5% | 98.5% | 5 | 98.54% | 3.2616
| Water Coolers - Drinking Fountains | 14 | 0.25 | 1% | 98.5% | 14 | 98.71% | 0.24677
| Refrigerated vending machines | 15 | 0.63 | 1% | 98.5% | 15 | 98.72% | 0.62197
| Heat Pump Water Heaters | 14 | 2.4 | 1% | 100% | 14 | 100% | 2.4
| Heat Pump Clothes Dryers | 14 | 0.882 | 1% | 100% | 14 | 100% | 0.882
| Household refrigerator freezer | 14 | 0.342 | 1% | 77% | 14 | 80.22% | 0.27435
Stationary Air-conditioning | Large Chiller 2,000 lbs. + | 20 | 3978 | 2.3% | 20% | 0 | 66% | 2625.48
| Medium Chiller 200-2,000 lbs. | 20 | 526 | 3% | 20% | 0 | 80% | 420.8
| Commercial Unitary AC 50-200 lbs., > 135,000 BTUh size | 20 | 70 | 7% | 20% | 0 | 160% | 112
| Commercial Unitary AC, < 50-lbs., < 135,000 BTUh size (includes smaller "residential-type" central AC and heat pumps) | 15 | 18.2 | 4.7% | 56% | 0 | 126.5% | 23.023
| Window/Room AC and PTAC Units, commercial | 12 | 1.54 | 2% | 98.5% | 12 | 98.86% | 1.5224
| Residential Unitary AC | 15 | 7.5 | 5% | 80% | 3 | 143% | 10.725
| Residential Heat Pumps | 15 | 8.2 | 5.3% | 80% | 3 | 146.8% | 12.036
| Window/Room/Wall AC and Packaged Terminal AC (PTAC) Units, residential | 12 | 1.54 | 2% | 98.5% | 12 | 98.86% | 1.5224
| Portable AC | 10 | 1.54 | 1% | 98.5% | 10 | 98.65% | 1.5192
| Dehumidifiers | 5 | 1 | 1% | 98.5% | 5 | 98.58% | 0.98575
MVAC and Transport Refrigeration | Mobile Vehicle AC (MVAC) Light Duty (LD) | 12 | 1.52 | 8% | 42.5% | 2 | 131.7% | 2.0018
| MVAC Heavy Duty (HD) (non-bus) | 10 | 2.92 | 33.8% | 51.34% | 1 | 372% | 10.862
| MVAC Bus | 12 | 21.8 | 11.7% | 49% | 1 | 183.7% | 40.0394
| MVAC Off-Road | 10 | 2.43 | 33.8% | 51.3% | 1 | 372% | 9.0386
| Transport Refrigerated Units (TRUs) | 7 | 16 | 15% | 49% | 1 | 146.6% | 23.464
| Refrigerated Shipping Containers | 5 | 33.1 | 5% | 19.1% | 1 | 43.15% | 14.281
| Ships | 15 | 273.2 | 36.6% | 0% | 1 | 549% | 1499.868
No device | Device does not use refrigerant | 0 | 0 | 0% | 0% | 0 | 0% | 0
User Specified | User Specified
Note on A1: Gabe Mantegna: This tab copied from ACC.
Note on H1: Microsoft Office User: Primary values for use from this tab. Equal to (q_ann,i * t_i + q_EOL,i * (1 - q_ann,i * t_EOL,i)) in documentation
Note on I1: Microsoft Office User: Illustrative only. Must use actual refrigerant charge for calculations

## Refrigerant GWPs
Common name of refrigerant/GHG | Full Name | Atmospheric Life Time in Years | 100-year GWP Values from IPCC Fourth Assessment Report (AR4) (2007) | 20-year GWP Values from IPCC Fourth Assessment Report (AR4) (2007) | Notes | Active GWP
CFC-11 | Trichlorofluoromethane (CCl3F) | 45 | 4750 | 6730 | Controlled by Montreal Protocol; not included in ARB inventory by international convention | 4750
CFC-12 | Dichlorodifluoromethane (CCl2F2) | 100 | 10900 | 11000 |  | 10900
CFC-13 | Chlorotrifluoromethane (CClF3) | 640 | 14400 | 10800 |  | 14400
CFC-113 | 1,1,2-Trichlorotrifluoroethane (C2F3Cl3) | 85 | 6130 | 6540 |  | 6130
CFC-114 | Dichlorotetrafluoroethane (C2F4Cl2) | 190 | 10000 | 8040 |  | 10000
CFC-115 | Monochloropentafluoroethane (C2F5Cl) | 1020 | 7370 | 5310 |  | 7370
Halon 1211 | Bromochlorodifluoromethane (CF2ClBr) | 16 | 1890 | 4750 |  | 1890
Halon 1301 | Bromotrifluoromethane (CF3Br) | 65 | 7140 | 8480 |  | 7140
Halon 2402 | Dibromotetrafluoroethane (C2F4Br2) | 20 | 1640 | 3680 |  | 1640
Carbon tetrachloride | Carbon tetrachloride (CCl4) | 26 | 1400 | 2700 |  | 1400
Methyl bromide | Methyl bromide (CH3Br) | 0.8 | 5 | 17 |  | 5
Methyl chloroform (R-140a) | 1,1,1-trichloroethane (C2H3Cl3) | 5 | 146 | 506 |  | 146
Methylene chloride | Dichloromethane (CH2Cl2) | 0.38 | 8.7 | 31 |  | 8.7
HCFC-21 | Dichlorofluoromethane (CHFCl2) | 1.7 | 148 | 543 |  | 148
HCFC-22 | Monochlorodifluoromethane (CHClF2) | 11.9 | 1810 | 5160 |  | 1810
HCFC-123 | Dichlorotrifluoroethane (C2HF3Cl2) | 1.3 | 77 | 273 |  | 77
HCFC-124 | Monochlorotetrafluoroethane (C2HF4Cl) | 5.9 | 609 | 2070 |  | 609
HCFC-141b | Dichlorofluoroethane (C2H3FCl2) | 9.2 | 725 | 2250 |  | 725
HCFC-142b | Monochlorodifluoroethane (C2H3F2Cl) | 17.2 | 2310 | 5490 |  | 2310
HCFC-225ca | Dichloropentafluoropropane (C3HF5Cl2) | 1.9 | 122 | 429 |  | 122
HCFC-225cb | Dichloropentafluoropropane (CHClFCF2CClF2) | 5.9 | 595 | 2030 |  | 595
Carbon Dioxide | Carbon Dioxide (CO2) | 50-200 | 1 | 1 |  | 1
Methane | Methane (CH4) | 12 | 25 | 72 |  | 25
Nitrous Oxide | Nitrous Oxide (N2O) | 114 | 298 | 289 |  | 298
HFC-23 | Trifluoromethane (CHF3) | 260 | 14800 | 12000 |  | 14800
HFC-32 | Difluoromethane (CH2F2) | 5 | 675 | 2330 |  | 675
HFC-125 | Pentafluoroethane (C2HF5) | 29 | 3500 | 6350 |  | 3500
HFC-134a | 1,1,1,2-Tetrafluoroethane (CH2FCF3) | 13.8 | 1430 | 3830 |  | 1430
HFC-143a | 1,1,1-Trifluoroethane (C2H3F3) | 52 | 4470 | 5890 |  | 4470
HFC-152a | 1,1-Difluoroethane (C2H4F2) | 1.4 | 124 | 437 |  | 124
HFC-161 | Fluoroethane [ethyl fluoride] (CH3CH2F) | 0.25 | Not Available | Not Available |  | Not Available
HFC-227ea | 1,1,1,2,3,3,3-Heptafluoropropane (C3HF7) | 33 | 3220 | 5310 |  | 3220
HFC-236fa | 1,1,1,3,3,3-hexafluoropropane (C3H2F6) | 220 | 9810 | 8100 |  | 9810
HFC-245fa | 1,1,1,3,3-pentafluoropropane (C3H3F5) | 7.2 | 1030 | 3380 |  | 1030
HFC-365mfc | 1,1,1,3,3-pentafluorobutane (C4H5F5) | 9.9 | 794 | 2520 |  | 794
HFC-43-10mee | 1,1,1,2,2,3,4,5,5,5-decafluoropentane (C5H2F10) | 15 | 1640 | 4140 |  | 1640
HFE-7100 | HFE-449s1 (C4F9OCH3) | 5 | 390 | 1040 |  | 390
HFE-7200 | HFE-569sf2 (C4F9OC2H5) | 0.77 | 55 | 207 |  | 55
HFE-8200 | blend ethyl nonafluoroisobutyl ether and ethyl nonafluorobutyl ether | 0.77 | 55 | Not Available |  | 55
PFC-14 | Tetrafluoromethane (CF4) | 50000 | 7390 | 5210 |  | 7390
PFC-116 | Hexafluoroethane (C2F6) | 10000 | 12200 | 8630 |  | 12200
PFC-218 | Octafluoropropane (C3F8) | 2600 | 8830 | 6310 |  | 8830
PFC-318 | Perfluorocyclobutane (C4F8) | 3200 | 10300 | 7310 |  | 10300
PFC-31-10 | Perfluorobutane (C4F10) | 2600 | 8860 | 6330 |  | 8860
PFC-41-12 | Perfluoropentane (C5F12) | 4100 | 9160 | 6510 |  | 9160
PFC-51-14 | Perfluorohexane (C6F14) | 3200 | 9300 | 6600 |  | 9300
PFC-91-18 | Perfluorodecalin (C10F18) | >1000 | 7500 | >5500 |  | 7500
SF6 Sulphur Hexafluoride | Sulphur Hexafluoride (SF6) | 3200 | 22800 | 16300 |  | 22800
NF3 Nitrogen Trifluoride | Nitrogen Trifluoride (NF3) | 740 | 17200 | 12300 |  | 17200
SO2F2 Sulfuryl fluoride | Sulfuryl fluoride (SO2F2) | 36 | Not Available | Not Available |  | Not Available
Trifluoromethyl sulfur pentafluoride | Trifluoromethyl sulfur pentafluoride (SF5CF3) | 800 | 17700 | Not Available |  | 17700
Trifluoromethyl iodide (CF3I) | Trifluoromethyl iodide (CF3I), trifluoroiodomethane | 0.005 | 1 | 1 |  | 1
Dimethyl ether (DME) | Dimethyl ether (DME) (CH3OCH3 (C2H6O)) | 0.005 | 1 | 1 |  | 1
FOR12A | HFC-134a 1,1,1,2-Tetrafluoroethane 80%; HFC-152a 1,1-Difluoroethane 4%; CF3I (Trifluoroiodomethane) 11% |  | 1221 | Not Available |  | 1221
FOR12B | HFC-134a 1,1,1,2-Tetrafluoroethane 77%; Dimethyl ether (DME) (C2H6O) 2%; CF3I (Trifluoroiodomethane) 21% |  | 1101 | Not Available |  | 1101
Freeze 12 | HCFC-142b Monochlorodifluoroethane 20%; HFC-134a 1,1,1,2-Tetrafluoroethane 80% |  | 1606 | Not Available |  | 1606
Free Zone | HCFC-142b Monochlorodifluoroethane 19%; HFC-134a 1,1,1,2-Tetrafluoroethane 79% |  | 1568.6 | Not Available |  | 1568.6
FRIGC FR-12 | HCFC-124 2-Chloro-1,1,1,2-Tetrafluoroethane 39%; HFC-134a 1,1,1,2-Tetrafluoroethane 59%; n-Butane 2% |  | 1081.29 | Not Available |  | 1081.29
G2018C | HCFC-22 Chlorodifluoromethane 95.5%; HFC-152a 1,1-Difluoroethane 1.5%; Propylene R-1270 3% |  | 1730.5 | Not Available |  | 1730.5
GHG-HP | HCFC-22 Chlorodifluoromethane 65%; HCFC-142B Monochlorodifluoroethane 31% Isobutane R-600a 4% |  | 1892.72 | Not Available |  | 1892.72
GHG-X5 | HCFC-22 Chlorodifluoromethane 41%; HCFC-142B Monochlorodifluoroethane 15%; HFC-227ea 1,1,1,2,3,3,3-Heptafluoropropane 40% Isobutane R-600a 4% |  | 2376.72 | Not Available |  | 2376.72
Hot Shot 2 | HFC-134a 1,1,1,2-Tetrafluoroethane 78.8%; HFC-125 Pentafluoroethane 19.5%; R-600a (Isobutane) 1.7% |  | 1809.425 | 4256.341 |  | 1809.425
Ikon A | HFC-152a (unknown %); CF3I (trifluoroiodomethane) (unknown %) |  | 124 | 437 |  | 124
Ikon B | HFC-134a (unknown %); HFC-152a (unknown %); CF3I (trifluoroiodomethane) (unknown %) |  | Not Available | Not Available |  | Not Available
Isceon MO89 | HFC-125 Pentafluoroethane 86%; PFC-218 Octafluoropropane 9%; Propane (R-290) 5% |  | 3141.1255 | 6029.065 |  | 3141.1255
NARM-502 | HCFC-22 Chlorodifluoromethane 90%; HFC-23 Trifluoromethane 5%; HFC-152a 1,1-Difluoroethane 5% |  | 2375.2 | 5265.85 |  | 2375.2
R-401A | HCFC-22 Chlorodifluoromethane 53%; HCFC-124 2-Chloro-1,1,1,2-Tetrafluoroethane 34%; HFC-152a 1,1-Difluoroethane 13% |  | 1182.48 | 3495.41 |  | 1182.48
R-401B | HCFC-22 Chlorodifluoromethane 61%; HCFC-124 2-Chloro-1,1,1,2-Tetrafluoroethane 28%; HFC-152a 1,1-Difluoroethane 11% |  | 1288.26 | 3775.27 |  | 1288.26
R-401C | HCFC-22 Chlorodifluoromethane 33%; HCFC-124 2-Chloro-1,1,1,2-Tetrafluoroethane 52%; HFC-152a 1,1-Difluoroethane 15% |  | 932.58 | 2844.75 |  | 932.58
R-402A | HCFC-22 Chlorodifluoromethane 38%; HFC-125 Pentafluoroethane 60%; Propane (R-290) 2% |  | 2788 | 5770.866 |  | 2788
R-402B | HCFC-22 Chlorodifluoromethane 60%; HFC-125 Pentafluoroethane 38%; Propane (R-290) 2% |  | 2416 | 5509.066 |  | 2416
R-403B | HCFC-22 Chlorodifluoromethane 56%; PFC-218 Octafluoropropane 39%; Propane (R-290) 5% |  | 4458 | 5350.665 |  | 4458
R-404A | HFC-125 Pentafluoroethane 44%; HFC-134a 1,1,1,2-Tetrafluoroethane 4% HFC-143a 1,1,1-Trifluoroethane 52% | 52 years (143a); 29 years (125); 14.6 years (134a) | 3921.6 | 6010 |  | 3921.6
R-406A | HCFC-22 Chlorodifluoromethane 55%; HCFC-142B Monochlorodifluoroethane 41% Isobutane R-600a 4% |  | 1942.72 | 5089.02 |  | 1942.72
R-407A | HFC-32 Difluoromethane 20%; HFC-125 Pentafluoroethane 40%; HFC-134a 1,1,1,2-Tetrafluoroethane 40% | 29 years (R-125); 4.9 years (R-32) | 2107 | 4538 |  | 2107
R-407B | HFC-32 Difluoromethane 10%; HFC-125 Pentafluoroethane 70%; HFC-134a 1,1,1,2-Tetrafluoroethane 20% |  | 2245 | 4494 |  | 2245
R-407C | HFC-32 Difluoromethane 23%: HFC-125 Pentafluoroethane 25%; HFC-134a 1,1,1,2-Tetrafluoroethane 52% |  | 1773.85 | 4115 |  | 1773.85
R-407D | HFC-32 Difluoromethane 15%: HFC-125 Pentafluoroethane 15%; HFC-134a 1,1,1,2-Tetrafluoroethane 70% |  | 1627.25 | 3983 |  | 1627.25
R-407F | HFC-32 Difluoromethane 30%: HFC-125 Pentafluoroethane 30%; HFC-134a 1,1,1,2-Tetrafluoroethane 40% |  | 1824.5 | 4136 |  | 1824.5
R-407H | HFC-32 Difluoromethane 32.5%: HFC-125 Pentafluoroethane 15.0%; HFC-134a 1,1,1,2-Tetrafluoroethane 52.5% |  | 1495.125 | 3720.5 |  | 1495.125
R-408A | HCFC-22 Chlorodifluoromethane 47%; HFC-125 Pentafluoroethane 7%; HFC-143A 1-1-1 Trifluoroethane 46% |  | 3151.9 | 5579.1 |  | 3151.9
R-409A | HCFC-22 Chlorodifluoromethane 60%; HCFC-124 2-Chloro-1,1,1,2-Tetrafluoroethane 25%; HCFC-142b 1-Chloro-1,1-Difluoroethane 15% |  | 1585 | 4437 |  | 1585
R-410A | HFC-32 Difluoromethane 50%; HFC-125 Pentafluoroethane 50% | 29 years (R-125); 4.9 years (R-32) | 2087.5 | 4340 |  | 2087.5
R-410B | HFC-32 Difluoromethane 45%; HFC-125 Pentafluoroethane 55% | 29 years (R-125); 4.9 years (R-32) | 2228.75 | 4541 |  | 2228.75
R-411A | HCFC-22 Chlorodifluoromethane 87.5%; HFC-152a 1,1-Difluoroethane 11%; Propylene R-1270 1.5% |  | 1597.435 | 4563.115 |  | 1597.435
R-411B | HCFC-22 Chlorodifluoromethane 94%; HFC-152a 1,1-Difluoroethane 3%; Propylene R-1270 3% |  | 1705.21 | 4863.6 |  | 1705.21
R-413A | HFC-134a 1,1,1,2-Tetrafluoroethane 88%; PFC-218 Octafluoropropane 9%; Isobutane 3% |  | 2053 | 3938.45 |  | 2053
R-414A | HCFC-22 Chlorodifluoromethane 51%; HCFC-124 Monochlorotetrafluoroethane 39%; HCFC-142b Monochlorodifluoroethane 6%; R-600a Isobutane (hydrocarbon) 4% |  | 1478 | 3768.42 |  | 1478
R-414B | HCFC-22 Chlorodifluoromethane 50%; HCFC-124 Monochlorotetrafluoroethane 39%; HCFC-142b Monochlorodifluoroethane 9.5%; R-600a Isobutane (hydrocarbon) 1.5% |  | 1362 | 3898.545 |  | 1362
R-416A | HFC-134a 1,1,1,2-Tetrafluoroethane 59%; HCFC-124 1-Chloro-1,2,2,2-tetrafluoroethane 39.5%; R-600a Isobutane (hydrocarbon) 1.5% |  | 1084.3 | 3077.395 |  | 1084.3
R-417A | HFC-134a 1,1,1,2-Tetrafluoroethane 50%; HFC-125 Pentafluoroethane 46.6%; Butane 3.4% |  | 2346.102 | 4874.202 |  | 2346.102
R-417B | HFC-125 Pentafluoroethane 79%; HFC-134a 1,1,1,2-Tetrafluoroethane 18.25%; R-600 Butane 2.75% |  | 3026.0575 | 5715.5575 |  | 3026.0575
R-417C | HFC-134a 1,1,1,2-Tetrafluoroethane 78.8%; HFC-125 Pentafluoroethane 19.5%; R-600a (Isobutane) 1.7% |  | 1809.408 | 4256.375 |  | 1809.408
R-420A | HCFC-142b Monochlorodifluoroethane 12%; HFC-134a 1,1,1,2-Tetrafluoroethane 88% |  | 1535.6 | 4029.2 |  | 1535.6
R-421A | HFC-125 Pentafluoroethane 58% HFC-134a 1,1,1,2-Tetrafluoroethane 42% |  | 2630.6 | 5291.6 |  | 2630.6
R-421B | HFC-125 Pentafluoroethane 85% HFC-134a 1,1,1,2-Tetrafluoroethane 15% |  | 3189.5 | 5972 |  | 3189.5
R-422A | HFC-134a 1,1,1,2-Tetrafluoroethane 11.5%; HFC-125 Pentafluoroethane 85.1%; Isobutane 3.4% |  | 3143.052 | 5844.402 |  | 3143.052
R-422B | HFC-134a 1,1,1,2-Tetrafluoroethane 42%; HFC-125 Pentafluoroethane 55%; Isobutane 3% |  | 2525.69 | 5101.19 |  | 2525.69
R-422C | HFC-125 Pentafluoroethane 82%; HFC-134a 1,1,1,2-Tetrafluoroethane 15%; Isobutane R-600a 3% |  | 3084.59 | 5781.59 |  | 3084.59
R-422D | HFC-125 Pentafluoroethane 65.1%; HFC-134a 1,1,1,2-Tetrafluoroethane 31.5%; Isobutane 3.4% |  | 2729.052 | 5340.402 |  | 2729.052
R-423A | HFC-134a 1,1,1,2-Tetrafluoroethane 52.5%; HFC-227ea 1,1,1,2,3,3,3-Heptafluoropropane 47.5% |  | 2280.25 | 4533 |  | 2280.25
R-424A | HFC-125 Pentafluoroethane 50.5%; HFC-134a 1,1,1,2-Tetrafluoroethane 47.0%; Butane (R-600) 1.0% Isobutane (R-600a) 0.9% Isopentane (R-601a) 0.6% |  | 2439.6161 | 5006.8661 |  | 2439.6161
R-426A | HFC-125 Pentafluoroethane 5.1%; HFC-134a 1,1,1,2-Tetrafluoroethane 93.0%; Butane (R-600) 1.3% Isobutane (R-600a) 0.6% |  | 1508.47 | 3885.82 |  | 1508.47
R-427A | HFC-32 Difluoromethane 15%; HFC-125 Pentafluoroethane 25%; HFC-134a 1,1,1,2-Tetrafluoroethane 50%; HFC-143a 1,1,1-Trifluoroethane 10% |  | 2138.25 | 4441 |  | 2138.25
R-428A | HFC-125 Pentafluoroethane 77.5%; HFC-143a 1,1,1-Trifluoroethane 20.0%; Propane (R-290) 0.6%; Isobutane (R-600a) 1.9% |  | 3607.3598 | 6100.1098 |  | 3607.3598
R-434A | HFC-125 Pentafluoroethane 63.2%; HFC-143a 1,1,1-Trifluoroethane 18%; HFC-134a 1,1,1,2-Tetrafluoroethane 16%; Isobutane (R-600a) 2.8% |  | 3245.484 | 5686.284 |  | 3245.484
R-436A | Hydrocarbon blend of 54% propane (R-290), 46% isobutane (R-600a) |  | 5 | 5 |  | 5
R-437A | HFC-125 Pentafluoroethane 19.5%; HFC-134a 1,1,1,2-Tetrafluoroethane 78.5%; Butane (R-600) 1.4%; Pentane (R-601) 0.6% |  | 1805.164 | 4244.914 |  | 1805.164
R-438A | HFC-125 Pentafluoroethane 45%; HFC-134a 1,1,1,2-Tetrafluoroethane 44.2%; HFC-32 Difluoromethane 8.5%; IsoButane (R-600a) 1.7%; Isopentane (R-601) 0.6% |  | 2237.98 | 4659.23 |  | 2237.98
R-441A | Hydrocarbon blend of 3.1% ethane (R-170); 54.8% propane (R-290), 36.1% n-Butane (R-600), and 6.0% isobutane (R-660a) |  | 5 | 5 |  | 5
R-442A | HFC-32 Difluoromethane 31%; HFC-125 Pentafluoroethane 31%; HFC-134a 1,1,1,2-Tetrafluoroethane 30%; HFC-152a 1,1-Difluoroethane 3%; HFC-227ea 1,1,1,2,3,3,3-Heptafluoropropane 5% |  | 1887.97 | 4118.41 |  | 1887.97
R-443A | Propane, isobutane, butane > 75%, hydrocarbon blend (Unacceptable for AC, SNAP list) |  | Not Available | Not Available |  | Not Available
R-444A | HFC-32 Difluoromethane 12%; HFC-152a 1,1-Difluoroethane 5%; R-1234ze HFO-1234ze(E) 83% | no MSDS yet | 88.03 | 302.28 |  | 88.03
R-444B | HFC-32 Difluoromethane 41.5%; R-152a 1,1-Difluoroethane 10%; R-1234ze HFO-1234ze 48.5% | no MSDS yet | 293.01 | 1011.135 |  | 293.01
R-445A | HFC-134a 1,1,1,2-Tetrafluoroethane 9%; R-744 CO2 6%; R-1234ze HFO-1234ze 85% | no MSDS yet | 129.61 | 345.61 |  | 129.61
R-446A | HFC-32 Difluoromethane 68%; R-1234ze HFO-1234ze 29%; R-600a isobutane 3% | no MSDS yet | 459.38 | 1584.78 |  | 459.38
R-447A | HFC-32 Difluoromethane 68%; HFC-125 Pentafluoroethane 3.5%; R-1234ze HFO-1234ze(E) 28.5% | no MSDS yet | 600 | Not Available |  | 600
R-447B | HFC-32 Difluoromethane 68%; R-1234ze HFO-1234ze(E) 24%; HFC-125 Pentafluoroethane 8% |  | 739.24 | 2092.64 |  | 739.24
R-448A | HFC-32 Difluoromethane 26%; HFC-125 Pentafluoroethane 26%; HFC-134a 1,1,1,2-Tetrafluoroethane 21%; R-1234yf HFO-1234yf 2,3,3,3-Tetrafluoropropene 20%; R-1234ze HFO-1234ze 7% |  | 1386.07 | 3061.37 |  | 1386.07
R-449A | HFC-32 Difluoromethane 24.3%; HFC-125 Pentafluoroethane 24.7%; HFC-134a 1,1,1,2-Tetrafluoroethane 25.7%; R-1234yf HFO-1234yf 2,3,3,3-Tetrafluoropropene 25.3% |  | 1396.288 | 3119.203 |  | 1396.288
R-449B | HFC-32 Difluoromethane 25.2%; HFC-125 Pentafluoroethane 24.3%; HFC-134a 1,1,1,2-Tetrafluoroethane 27.3%; R-1234yf HFO-1234yf 2,3,3,3-Tetrafluoropropene 23.2% |  | 1411.222 | 3176.032 |  | 1411.222
R-450A | HFC-134a 1,1,1,2-Tetrafluoroethane 42%; R-1234ze HFO-1234ze 58% |  | 601.18 | Not Available |  | 601.18
R-451A | HFC-134a 1,1,1,2-Tetrafluoroethane 10.2%; R-1234ze HFO-1234ze 89.8% |  | 146.758 | Not Available |  | 146.758
R-451B | HFC-134a 1,1,1,2-Tetrafluoroethane 11.2%; R-1234ze HFO-1234ze 88.8% |  | 161.048 | Not Available |  | 161.048
R-452A | HFC-32 Difluoromethane 11% HFC-125 Pentafluoroethane 59%; HFO-1234yf 2,3,3,3-Tetrafluoropropene 30% |  | 2139.55 | 4003.1 |  | 2139.55
R-452B | HFC-32 Difluoromethane 67% HFC-125 Pentafluoroethane 7%; HFO-1234yf 2,3,3,3-Tetrafluoropropene 26% |  | 697.51 | 2005.86 |  | 697.51
R-452C | HFC-32 Difluoromethane 12.5% HFC-125 Pentafluoroethane 61.0%; HFO-1234yf 2,3,3,3-Tetrafluoropropene 26.5% |  | 2219.64 | 4165.015 |  | 2219.64
R-453A | HFC-32 Difluoromethane 20%; HFC-125 Pentafluoroethane 20%; HFC-134a 1,1,1,2-Tetrafluoroethane (norflurane on MSDS) 53.8%; HFC-227ea 1,1,1,2,3,3,3-Heptafluoropropane 5%; R-600 Butane 0.6%; R-600a Isobutane 0.6% |  | 1765.388 | 4062.088 |  | 1765.388
R-454A | HFC-32 Difluoromethane 35%; HFO-1234yf 2,3,3,3-Tetrafluoropropene 65% |  | 239 | 816.15 |  | 239
R-454B | HFC-32 Difluoromethane 68.9%; HFO-1234yf 2,3,3,3-Tetrafluoropropene 31.1% |  | 466 | 1605.681 |  | 466
R-454C | HFO-1234yf 2,3,3,3-Tetrafluoropropene 78.5%; HFC-32 Difluoromethane 21.5% |  | 145.91 | 501.735 |  | 145.91
R-455A | HFC-32 Difluoromethane 21.5%; HFO-1234yf 2,3,3,3-Tetrafluoropropene 75.5%; R-744 CO2 3.0% |  | 145.91 | 501.735 |  | 145.91
R-456A | HFO-1234ze(E) 49%; HFC-134a 1,1,1,2-Tetrafluoroethane 45%; HFC-32 Difluoromethane 6% |  | 684.49 | 1863.79 |  | 684.49
R-457A | HFO-1234yf 2,3,3,3-Tetrafluoropropene 70.0%; HFC-32 Difluoromethane 18.0%; HFC-152a 1,1-Difluoroethane 12.0% |  | 137.08 | 472.54 |  | 137.08
R-458A | See also Tdx 20 by Bluon. HFC-134a - 61.4%; HFC-32 - 20.5%; HFC-227ea - 13.5%; HFC-125 - 4.0%; HFC-236fa - 0.6% |  | 1649.955 | 3848.72 |  | 1649.955
R-461A | HFC-125 Pentafluoroethane 55%; HFC-134a 1,1,1,2-Tetrafluoroethane 32%; HFC-143a 1,1,1-Trifluoroethane 5%; HFC-227ea 1,1,1,2,3,3,3-Heptafluoropropane 5%; R-600a isobutane 3% |  | 2767.19 | 5278.19 |  | 2767.19
R-462A | HFC-134a 1,1,1,2-Tetrafluoroethane 44%; HFC-125 Pentafluoroethane 42%; HFC-32 Difluoromethane 9%; R-600a isobutane 3%; HFC-143a 1,1,1-Trifluoroethane 2% |  | 2249.44 | 4679.79 |  | 2249.44
R-466A | HFC-32 Difluoromethane 49%; HFC-125 Pentafluoroethane 11.5%; CF3I (trifluoroiodide) 39.5% | 5.787 | 733 | 1872.345 |  | 733
R-500 | CFC-12 Dichlorodifluoromethane (73.8%); HFC-152a 1,1, Difluoroethane (26.2%) |  | 8076.688 | 8232.494 |  | 8076.688
R-502 | HCFC-22 Monochlorodifluoromethane 48.8%; CFC-115 Monochloropentafluoroethane 51.2% | 12 years (R-22); 7100 years (R-115) | 4656.72 | 5236.8 |  | 4656.72
R-503 | CFC-13 Chlorotrifluoromethane 60% HFC-23 Trifluoromethane 40% |  | 14560 | 11280 |  | 14560
R-507 | HFC-125 Pentafluoroethane 50%; HFC-143a 1,1,1-Trifluoroethane 50% | 29 years (R-125); 52 years (R-143a) | 3985 | 6120 |  | 3985
R-508A | HFC-23 Trifluoromethane 39% PFC-116 Hexafluoroethane 61% |  | 13214 | 9944.3 |  | 13214
R-508B | HFC-23 Trifluoromethane 46% PFC-116 Hexafluoroethane 54% |  | 13396 | 10180.2 |  | 13396
R-513A | HFO-1234yf 2,3,3,3-Tetrafluoropropene 56%; HFC-134a 1,1,1,2-Tetrafluoroethane 44% |  | 629.76 | 1685.76 |  | 629.76
R-514A | HFO 1336mzz(Z) - 74.7%; Trans-1,2-dichloroethylene (t-DCE) - 25.3% |  | 2 | 2 |  | 2
R-515A | R-1234ze(E) HFO 88%; HFC-227ea heptafluoropropane - 12% |  | 387.28 | 638.08 |  | 387.28
R-516A | HFO-1234yf 2,3,3,3-Tetrafluoropropene 77.5%; HFC-152a, 1,1-Difluoroethane 14%; HFC-134a 1,1,1,2-Tetrafluoroethane 8.5% |  | 139.685 | 387.505 |  | 139.685
SP34E | HFC-134a 1,1,1,2-Tetrafluoroethane > 96%; Butane (R-600) C5H10 < 3.9% Additive < 0.1% |  | 1372.96 | 3676.96 |  | 1372.96
TDX20 see also R-458A | TDX20 from Bluon Energy; see also R-458A |  | 1650 | Not Available |  | 1650
THR-03 | THR-03, also THR03 |  | 954 | Not Available |  | 954
DR-3 | DR-3 is "developmental refrigerant" 3, and is pre-commercial as of May 2016 |  | 148 | Not Available |  | 148
2-BTP | 2-bromotrifluoropropene (C3H2BrF3) (BTP) fire suppressant | 0.02 | 0.005 | 0.005 |  | 0.005
N/A | [5 empty] | 0
User Specified |  |  |  |  | User must specify refrigerant GWP on the Dashboard sheet. Note that the California Air Resources Board maintains a list of common refrigerants available at: https://ww2.arb.ca.gov/resources/documents/high-gwp-refrigerants
Sources:
1) http://www.ipcc.ch/pdf/assessment-report/ar4/wg1/ar4-wg1-chapter2.pdf (see Table 2.14 for GWP values)
2) http://www.epa.gov/climatechange/emissions/downloads/ghg_gwp.pdf (not a primary source for GWPs)
3) http://www.grida.no/climate/ipcc_tar/wg1/130.htm#tab41a
Note on A1: Gabe Mantegna: This tab copied from ACC.

## Reference
Name | Value | Units
Ton to Tonne | 1.1023 | short tons/metric tonne
MMBtu to Therms | 0.1 | MMBtu/therm
Btu to Therm | 100000 | Btu/therm
Btu to kWh | 3413 | Btu/kWh
Natural Gas Carbon Content | 0.0585 | short tons/MMBtu
Natural Gas Carbon Content | 0.005307 | metric tons/therm
CCGT Characteristics
Heat Rate | 6900 | Btu/kWh | << Consistent with 2022 ACC high efficiency gas plant cut off
Natural Gas Emissions (at generator) | 0.36619 | tonnes/MWh generated
Natural Gas Emissions (delivered) | 0.39255 | tonnes/MWh delivered
Loss Factors from 2022 ACC Electric Model v1b
| PG&E | SCE | SDG&E
Weighted Average Loss Factor | 1.072 | 1.072 | 1.072
Statewide Average | 7.2%
TOU Period | PG&E | SCE | SDG&E
Summer Peak | 1.072 | 1.072 | 1.072
Summer Shoulder | 1.072 | 1.072 | 1.072
Summer Off-Peak | 1.072 | 1.072 | 1.072
Winter Peak | 1.072 | 1.072 | 1.072
Winter Shoulder | 1.072 | 1.072 | 1.072
Winter Off-Peak | 1.072 | 1.072 | 1.072
Number of hours by TOU Period
Summer Peak | 774 | 510 | 742
Summer Shoulder | 903 | 765 | 954
Summer Off-Peak | 2739 | 1653 | 1976
Winter Peak | 0 | 0 | 441
Winter Shoulder | 1612 | 2184 | 1911
Winter Off-Peak | 2732 | 3648 | 2736
Total Hours | 8760 | 8760 | 8760
Methane leakage adders from 2022 ACC Electric Model v1b
Variable | Included in Electrcity? | Value for Electricity | Included in Gas? | Value for Gas | Note | Source
Upstream in-state methane leakage | Yes | 5.57% | Yes | 5.57% | Methane leakage upstream of natural gas power plants. Also applies to programs that change natural gas consumption only. Methane leakage avoided cost is this percentage times the value of GHG emissions | ACC
Residential behind-the-meter methane leakage | No | 0% | Yes | 3.78% | Applies only to programs that eliminate natural gas appliances from a residential building. | ACC
Select GWP time horizon |  |  |  | 100-yr GWP
Methane leakage GWPs (AR4)
100-yr GWP |  |  |  | 25 |  | ACC
20-yr GWP |  |  |  | 72 |  | ACC
Active GWP |  |  |  | 25

## Dropdown
dropdown_MAT | dropdown_Fuel | lookup_fuel_units
NR | natural gas | therms
AR | electricity | kWh
natural gas + electricity