## Meter Data
Portfolio 1B - 2027 Expansion Facility Model - Meter Data in Hydraulic Model Results
(54% Storage Inventory Assumption on Peak Demand Day)
| Steady State Results |  | Meter Configuration In Portfolio 1B - Hydraulic Model - 2027
Name | InFlow (MMscfd) | Pressure (psig) | Node Name | Generation Facility | Generation Facility EIA Code | Description | Profile Name | ProfileType | Profile Enabled
[6 empty] | Core | GENL | Nomination ProRate | Yes
[6 empty] | Core | GENL | Nomination ProRate | Yes
[6 empty] | Wholesale |  | Relative ProRate | No
|  |  |  | Hanford Energy Park Peaker | 55698 | EG1 | HANFORD | Absolute | No
|  |  |  | Delano Energy Center | 58122 | EG2 |  | Relative ProRate | No
[6 empty] | Core | GENL | Nomination ProRate | Yes
[6 empty] | Core | GENL | Nomination ProRate | Yes
|  |  |  | Broadway | 420 | EG1 |  | Relative ProRate | No
|  |  |  | Glenarm | 422 | EG2 | GLENARM | Absolute | No
[6 empty] | NonCore | NonCore | Nomination ProRate | Yes
|  |  |  | Ratkovich Alhambra | 62458 | SMEG | RATKO | Nomination ProRate | Yes
[6 empty] | CORE | GENL | Nomination ProRate | Yes
|  |  |  | Coachella | 6060 | EG1 | COACHLLA | Absolute | No
[6 empty] | NonCore | NonCore | Nomination ProRate | Yes
[6 empty] | SMEG | SMEG | Nomination ProRate | Yes
[6 empty] | Core | GENL | Nomination ProRate | Yes
[6 empty] | NonCore | NonCore | Nomination ProRate | Yes
[6 empty] | SMEG | SMEG | Nomination ProRate | Yes
[6 empty] | Core | GENL | Nomination ProRate | Yes
[6 empty] | NONCORE | NonCore | Nomination ProRate | Yes
[6 empty] | SMEG | SMEG | Nomination ProRate | Yes
[6 empty] | Core | GENL | Nomination ProRate | Yes
|  |  |  | Sentinel Energy Center, LLC | 57482 | EGQUICK | SENTINEL | Absolute | No
[6 empty] | NONCORE | NonCore | Nomination ProRate | Yes
|  |  |  | Municipal Cogen Plant | 50674 | SMEG | MUNCOGEN | Nomination ProRate | Yes
[6 empty] | Core | GENL | Nomination ProRate | Yes
[6 empty] | NONCORE | NonCore | Nomination ProRate | Yes
[6 empty] | Core | GENL | Nomination ProRate | Yes
[6 empty] | NONCORE | NonCore | Nomination ProRate | Yes
[6 empty] | SMEG | SMEG | Nomination ProRate | Yes
[6 empty] | Core | GENL | Nomination ProRate | Yes
[6 empty] | NONCORE | NonCore | Nomination ProRate | Yes
[6 empty] | SMEG | SMEG | Nomination ProRate | Yes
[6 empty] | Core | GENL | Nomination ProRate | Yes
|  |  |  | Clearwater Power Plant | 56356 | EG1 | CLRWTRCG | Absolute | No
|  |  |  | Corona Energy Partners, Ltd | 10635 | EG2 |  | Relative ProRate | No
[6 empty] | NONCORE | NonCore | Nomination ProRate | Yes
[6 empty] | SMEG | SMEG | Nomination ProRate | Yes
[6 empty] | Core | GENL | Nomination ProRate | Yes
[6 empty] | Core | GENL | Nomination ProRate | Yes
[6 empty] | Core | GENL | Nomination ProRate | Yes
[6 empty] | NONCORE | NonCore | Nomination ProRate | Yes
|  |  |  | Energy Center | 58168 | SMEG | ENERGYCEN | Nomination ProRate | Yes
[6 empty] | Core | GENL | Nomination ProRate | Yes
|  |  |  | Century Generating Facility | 55934 | EG1 | ACENTURY | Absolute | No
|  |  |  | Springs Generating Station | 56144 | EG2 | SPRINGEN | Absolute | No
[6 empty] | NONCORE | NonCore | Nomination ProRate | Yes
[6 empty] | SMEG | SMEG | Nomination ProRate | Yes
[6 empty] | Core | GENL | Nomination ProRate | Yes
|  |  |  | Riverside Energy Resource Center | 56143 | EG1 | RIVERSID | Absolute | No
[6 empty] | NONCORE | NonCore | Nomination ProRate | Yes
[6 empty] | SMEG | SMEG | Nomination ProRate | Yes
[6 empty] | Core | GENL | Nomination ProRate | Yes
|  |  |  | OLS Energy - Chino | 50850 | EG2 | OLSCHINO | Absolute | No
|  |  |  | Agua Mansa Power Plant | 55951 | EG1 | AGUAMANS | Absolute | No
[6 empty] | Core | GENL | Nomination ProRate | Yes
[6 empty] | NONCORE | NonCore | Nomination ProRate | Yes
[6 empty] | SMEG | SMEG | Nomination ProRate | Yes
[6 empty] | Core | GENL | Nomination ProRate | Yes
[6 empty] | Core | GENL | Nomination ProRate | Yes
[6 empty] | Core | GENL | Nomination ProRate | Yes
[6 empty] | NONCORE | NonCore | Nomination ProRate | Yes
[6 empty] | SMEG | SMEG | Nomination ProRate | Yes
[6 empty] | Core | GENL | Nomination ProRate | Yes
|  |  |  | Blythe Energy Inc. | 55295 | EG1 | BLYENERG | Absolute | No
[6 empty] | NONCORE | NonCore | Nomination ProRate | Yes
[6 empty] | SMEG | SMEG | Nomination ProRate | Yes
[6 empty] | Core | GENL | Nomination ProRate | Yes
[6 empty] | NONCORE | NonCore | Nomination ProRate | Yes
[6 empty] | Core | GENL | Nomination ProRate | Yes
[6 empty] | NONCORE | NonCore | Nomination ProRate | Yes
[6 empty] | Core | GENL | Nomination ProRate | Yes
[6 empty] | Core | GENL | Nomination ProRate | Yes
[6 empty] | Core | GENL | Nomination ProRate | Yes
[6 empty] | Core | GENL | Nomination ProRate | Yes
[6 empty] | SMEG | SMEG | Nomination ProRate | Yes
[6 empty] | Core | GENL | Nomination ProRate | Yes
|  |  |  | Chevron El Segundo Refinery |  | Refinery |  | Relative ProRate | No
|  |  |  | Ellwood | 8076 | EG1 | ELLWOOD | Absolute | No
[6 empty] | Core | GENL | Nomination ProRate | Yes
[6 empty] | NONCORE | NonCore | Nomination ProRate | Yes
|  |  |  | Oxnard Paper Mill | 57585 | SMEG | OXPAPER | Nomination ProRate | Yes
[6 empty] | Core | GENL | Nomination ProRate | Yes
[6 empty] | NONCORE | NonCore | Nomination ProRate | Yes
[6 empty] | SMEG | SMEG | Nomination ProRate | Yes
[6 empty] | Core | GENL | Nomination ProRate | Yes
[6 empty] | SMEG | SMEG | Nomination ProRate | Yes
[6 empty] | Core | GENL | Nomination ProRate | Yes
[6 empty] | NONCORE | NonCore | Nomination ProRate | Yes
[6 empty] | Core | GENL | Nomination ProRate | Yes
[6 empty] | NONCORE | NonCore | Nomination ProRate | Yes
[6 empty] | SMEG | SMEG | Nomination ProRate | Yes
[6 empty] | Core | GENL | Nomination ProRate | Yes
[6 empty] | Core | GENL | Nomination ProRate | Yes
[6 empty] | SMEG | SMEG | Nomination ProRate | Yes
[6 empty] | NONCORE | NonCore | Nomination ProRate | Yes
|  |  |  | Valero Wilmington Asphalt Refinery |  | Refinery |  | Relative ProRate | No
[6 empty] | Core | GENL | Nomination ProRate | Yes
[6 empty] | EOR |  | Relative ProRate | No
[6 empty] | NONCORE | NonCore | Nomination ProRate | Yes
|  |  |  | Delano Energy Center | 58122 | SMEG | SMEG | Nomination ProRate | Yes
[6 empty] | Core | GENL | Nomination ProRate | Yes
|  |  |  | Olive | 6013 | EG1 | OLIVE | Absolute | No
[6 empty] | SMEG | SMEG | Nomination ProRate | Yes
[6 empty] | Core | GENL | Nomination ProRate | Yes
[6 empty] | NonCore | NonCore | Nomination ProRate | Yes
|  |  |  | Disney Prospect | 62571 | SMEG | DISPROSP | Nomination ProRate | Yes
|  |  |  | El Segundo Cogen. | 10213 | EG1 | ELSEGUND | Absolute | No
|  |  |  | Carlsbad Energy Center | 59002 | EGQUICK | ENCINA | Absolute | No
[6 empty] | SDG NC | NonCore | Nomination ProRate | Yes
[6 empty] | SDGCore | CORE | Nomination ProRate | Yes
[6 empty] | SDGCore | CORE | Nomination ProRate | Yes
[6 empty] | SDGCore | CORE | Nomination ProRate | Yes
|  |  |  | El Cajon Energy Center | 57001 | SMEG | ELCAJON | Nomination ProRate | Yes
[6 empty] | SDG NC | NonCore | Nomination ProRate | Yes
[6 empty] | SDGCore | CORE | Nomination ProRate | Yes
[6 empty] | SDG NC | NonCore | Nomination ProRate | Yes
[6 empty] | SDGCore | CORE | Nomination ProRate | Yes
|  |  |  | Cuyamaca Peak Energy Plant | 55512 | EG1 | CUYAMACA | Absolute | No
[6 empty] | SDGCore | CORE | Nomination ProRate | Yes
|  |  |  | Chula Vista Energy Center | 55540 | EG1 | CVENRGCN | Absolute | No
[6 empty] | SDG NC | NonCore | Nomination ProRate | Yes
[6 empty] | SDGCore | CORE | Nomination ProRate | Yes
[6 empty] | SDGCore | CORE | Nomination ProRate | Yes
|  |  |  | Grossmont Hospital | 10115 | SMEG | SMEG | Nomination ProRate | Yes
[6 empty] | SDG NC | NonCore | Nomination ProRate | Yes
[6 empty] | SDGCore | CORE | Nomination ProRate | Yes
[6 empty] | SDG NC | NonCore | Nomination ProRate | Yes
[6 empty] | SDGCore | CORE | Nomination ProRate | Yes
[6 empty] | SDG NC | NonCore | Nomination ProRate | Yes
[6 empty] | SDGCore | CORE | Nomination ProRate | Yes
|  |  |  | CP Kelco San Diego Plant | 52147 | EGQUICK | KELCO | Absolute | No
|  |  |  | Naval Hospital Medical Center | 50963 | EG2 | DIVISIONNAVAL | Absolute | No
[6 empty] | SDG NC | NonCore | Nomination ProRate | Yes
[6 empty] | SDGCore | CORE | Nomination ProRate | Yes
[6 empty] | SDGCore | CORE | Nomination ProRate | Yes
[6 empty] | SDGCore | CORE | Nomination ProRate | Yes
|  |  |  | Richard J Donavan Correctional Facility | 54936 | SMEG | RJDON | Nomination ProRate | Yes
[6 empty] | SDG NC | NonCore | Nomination ProRate | Yes
[6 empty] | SDGCore | CORE | Nomination ProRate | Yes
|  |  |  | NRG Energy San Diego | 54337 | SMEG | NRGSANDIEGO | Nomination ProRate | Yes
[6 empty] | SDG NC | NonCore | Nomination ProRate | Yes
[6 empty] | SDGCore | CORE | Nomination ProRate | Yes
[6 empty] | SDGCore | CORE | Nomination ProRate | Yes
[6 empty] | SDGCore | CORE | Nomination ProRate | Yes
[6 empty] | SDG NC | NonCore | Nomination ProRate | Yes
[6 empty] | SDGCore | CORE | Nomination ProRate | Yes
[6 empty] | SDG NC | NonCore | Nomination ProRate | Yes
[6 empty] | SDGCore | CORE | Nomination ProRate | Yes
[6 empty] | Core | GENL | Nomination ProRate | Yes
[6 empty] | NONCORE | NonCore | Nomination ProRate | Yes
|  |  |  | Amazon San Bernadino | 59800 | SMEG | SMEG | Nomination ProRate | Yes
[6 empty] | Core | GENL | Nomination ProRate | Yes
|  |  |  | Loma Linda University Cogen | 10206 | SMEG | LOMALINDA | Nomination ProRate | Yes
[6 empty] | Core | GENL | Nomination ProRate | Yes
|  |  |  | Gaviota Oil Plant | 50623 | EOR |  | Relative ProRate | No
[6 empty] | NonCore | NonCore | Nomination ProRate | Yes
|  |  |  | Greka Energy, Santa Maria Refinery |  | Refinery |  | Relative ProRate | No
[6 empty] | SMEG | SMEG | Nomination ProRate | Yes
[6 empty] | Core | GENL | Nomination ProRate | Yes
[6 empty] | NONCORE | NonCore | Nomination ProRate | Yes
[6 empty] | SMEG | SMEG | Nomination ProRate | Yes
[6 empty] | Core | GENL | Nomination ProRate | Yes
[6 empty] | SMEG | SMEG | Nomination ProRate | Yes
[6 empty] | Core | GENL | Nomination ProRate | Yes
[6 empty] | NonCore | NonCore | Nomination ProRate | Yes
[6 empty] | SMEG | SMEG | Nomination ProRate | Yes
[6 empty] | Core | GENL | Nomination ProRate | Yes
|  |  |  | El Centro Hybrid | 389 | EG1 | ELCENTRO | Absolute | No
|  |  |  | Niland Gas Turbine Plant | 56569 | EG2 | NILAND | Absolute | No
|  |  |  | Rockwood | 7824 | EG3 | ROCKGT | Absolute | No
[6 empty] | NONCORE | NonCore | Nomination ProRate | Yes
|  |  |  | MGAGCC Cogen Plant | 58914 | SMEG | MCAGCC | Nomination ProRate | Yes
[6 empty] | Wholesale |  | Relative ProRate | No
|  |  |  | AES Alamitos LLC | 62115 | EG1 | AES_ALAM | Absolute | Yes
|  |  |  | LADWP Haynes Gen | 400 | EG3 | HAYNESCC | Absolute | No
[6 empty] | EGQUICK | HAYNESGT | Absolute | No
[6 empty] | EG2 |  | Relative ProRate | No
[6 empty] | Core | GENL | Nomination ProRate | Yes
|  |  |  | AES Huntington Beach Energy Project | 62116 | EG1 | HUNT_BCH | Absolute | Yes
[6 empty] | SMEG | SMEG | Nomination ProRate | Yes
[6 empty] | Core | GENL | Nomination ProRate | Yes
[6 empty] | NONCORE | NonCore | Nomination ProRate | Yes
|  |  |  | Equinix Douglas St. Fuel Cell | 62704 | SMEG | EQUIDOUG | Nomination ProRate | Yes
[6 empty] | Core | GENL | Nomination ProRate | Yes
[6 empty] | NONCORE | NonCore | Nomination ProRate | Yes
[6 empty] | Core | GENL | Nomination ProRate | Yes
[6 empty] | NONCORE | NonCore | Nomination ProRate | Yes
|  |  |  | Stanton Energy Reliability Center Hybrid | 60698 | SMEG | STANTONEC | Nomination ProRate | Yes
[6 empty] | Core | GENL | Nomination ProRate | Yes
[6 empty] | NONCORE | NonCore | Nomination ProRate | Yes
|  |  |  | Biola University Hybrid | 54296 | SMEG | BIOLAU | Nomination ProRate | Yes
[6 empty] | Core | GENL | Nomination ProRate | Yes
[6 empty] | NONCORE | NonCore | Nomination ProRate | Yes
[6 empty] | SMEG | SMEG | Nomination ProRate | Yes
[6 empty] | Core | GENL | Nomination ProRate | Yes
[6 empty] | Core | GENL | Nomination ProRate | Yes
[6 empty] | NONCORE | NonCore | Nomination ProRate | Yes
[6 empty] | SMEG | SMEG | Nomination ProRate | Yes
[6 empty] | Wholesale |  | Relative ProRate | No
[6 empty] | Core | GENL | Nomination ProRate | Yes
[6 empty] | NONCORE | NonCore | Nomination ProRate | Yes
[6 empty] | SMEG | SMEG | Nomination ProRate | Yes
[6 empty] | Core | GENL | Nomination ProRate | Yes
[6 empty] | NONCORE | NonCore | Nomination ProRate | Yes
|  |  |  | UCI Fuel Cell | 60120 | SMEG | UCIFUEL | Nomination ProRate | Yes
[6 empty] | Core | GENL | Nomination ProRate | Yes
[6 empty] | NONCORE | NonCore | Nomination ProRate | Yes
[6 empty] | SMEG | SMEG | Nomination ProRate | Yes
[6 empty] | Core | GENL | Nomination ProRate | Yes
[6 empty] | EOR |  | Relative ProRate | No
[6 empty] | NONCORE | NonCore | Nomination ProRate | Yes
|  |  |  | ATT Kelvin | 62573 | SMEG | ATTKELV | Nomination ProRate | Yes
|  |  |  | Barre Peaker | 56474 | EG1 | BARRE_PK | Absolute | No
[6 empty] | Core | GENL | Nomination ProRate | Yes
[6 empty] | NONCORE | NonCore | Nomination ProRate | Yes
[6 empty] | SMEG | SMEG | Nomination ProRate | Yes
[6 empty] | Core | GENL | Nomination ProRate | Yes
[6 empty] | NONCORE | NonCore | Nomination ProRate | Yes
[6 empty] | SMEG | SMEG | Nomination ProRate | Yes
[6 empty] | Core | GENL | Nomination ProRate | Yes
[6 empty] | NONCORE | NonCore | Nomination ProRate | Yes
[6 empty] | SMEG | SMEG | Nomination ProRate | Yes
[6 empty] | Wholesale |  | Relative ProRate | No
|  |  |  | Valero Wilmington Refinery |  | Refinery |  | Relative ProRate | No
|  |  |  | LADWP Harbor Generation Station | 399 | EG1 | LADWP Harbor | Absolute | No
[6 empty] | Core | GENL | Nomination ProRate | Yes
[6 empty] | Core | GENL | Nomination ProRate | Yes
[6 empty] | NONCORE | NonCore | Nomination ProRate | Yes
[6 empty] | SMEG | SMEG | Nomination ProRate | Yes
[6 empty] | Core | GENL | Nomination ProRate | Yes
[6 empty] | NONCORE | NonCore | Nomination ProRate | Yes
[6 empty] | SMEG | SMEG | Nomination ProRate | Yes
[6 empty] | Core | GENL | Nomination ProRate | Yes
[6 empty] | SMEG | SMEG | Nomination ProRate | Yes
[6 empty] | Core | GENL | Nomination ProRate | Yes
[6 empty] | NONCORE | NonCore | Nomination ProRate | Yes
|  |  |  | Equinix Maple Ave. Fuel Cell | 62705 | SMEG | EQUIMAP | Nomination ProRate | Yes
[6 empty] | Core | GENL | Nomination ProRate | Yes
[6 empty] | NONCORE | NonCore | Nomination ProRate | Yes
[6 empty] | SMEG | SMEG | Nomination ProRate | Yes
[6 empty] | Core | GENL | Nomination ProRate | Yes
[6 empty] | NONCORE | NonCore | Nomination ProRate | Yes
|  |  |  | PBF Energy, Torrance Refinery |  | Refinery |  | Relative ProRate | No
[6 empty] | SMEG | SMEG | Nomination ProRate | Yes
[6 empty] | Core | GENL | Nomination ProRate | Yes
|  |  |  | Harbor Cogen | 50541 | EG1 | HARBOR | Absolute | No
[6 empty] | NONCORE | NonCore | Nomination ProRate | Yes
[6 empty] | Core | GENL | Nomination ProRate | Yes
|  |  |  | Watson Cogeneration | 50216 | EG1 | WATSONCG | Relative ProRate | No
[6 empty] | NonCore | NonCore | Nomination ProRate | Yes
[6 empty] | SMEG | SMEG | Nomination ProRate | Yes
[6 empty] | Core | GENL | Nomination ProRate | Yes
[6 empty] | Core | GENL | Nomination ProRate | Yes
[6 empty] | Core | GENL | Nomination ProRate | Yes
[6 empty] | NONCORE | NonCore | Nomination ProRate | Yes
[6 empty] | SMEG | SMEG | Nomination ProRate | Yes
[6 empty] | EOR |  | Relative ProRate | No
|  |  |  | Local Production |  | PRD |  | Relative ProRate | No
[6 empty] | Core | GENL | Nomination ProRate | Yes
[6 empty] | NONCORE | NonCore | Nomination ProRate | Yes
[6 empty] | SMEG | SMEG | Nomination ProRate | Yes
[6 empty] | Core | GENL | Nomination ProRate | Yes
[6 empty] | NONCORE | NonCore | Nomination ProRate | Yes
[6 empty] | SMEG | SMEG | Nomination ProRate | Yes
[6 empty] | Core | GENL | Nomination ProRate | Yes
[6 empty] | NONCORE | NonCore | Nomination ProRate | Yes
[6 empty] | SMEG | SMEG | Nomination ProRate | Yes
[6 empty] | Core | GENL | Nomination ProRate | Yes
[6 empty] | NONCORE | NonCore | Nomination ProRate | Yes
|  |  |  | Malburg | 56041 | SMEG | MALBURG | Nomination ProRate | Yes
[6 empty] | Core | GENL | Nomination ProRate | Yes
|  |  |  | SCE Center Peaker | 56475 | EG1 | CNTRPKGT | Absolute | No
[6 empty] | SMEG | SMEG | Nomination ProRate | Yes
|  |  |  | Walnut Creek Energy Park | 57515 | EG1 | WALNTCRK | Relative ProRate | No
[6 empty] | Core | GENL | Nomination ProRate | Yes
[6 empty] | NONCORE | NonCore | Nomination ProRate | Yes
|  |  |  | California Institute of Technology | 10262 | SMEG | CALTECH | Nomination ProRate | Yes
[6 empty] | Core | GENL | Nomination ProRate | Yes
[6 empty] | NONCORE | NonCore | Nomination ProRate | Yes
[6 empty] | Core | GENL | Nomination ProRate | Yes
[6 empty] | NONCORE | NonCore | Nomination ProRate | Yes
|  |  |  | Phillips 66 Wilmington |  | Refinery |  | Relative ProRate | No
|  |  |  | Paramount Refinery | 58058 | SMEG | SMEG | Nomination ProRate | Yes
[6 empty] | Core | GENL | Nomination ProRate | Yes
[6 empty] | NONCORE | NonCore | Nomination ProRate | Yes
[6 empty] | Core | GENL | Nomination ProRate | Yes
[6 empty] | NONCORE | NonCore | Nomination ProRate | Yes
[6 empty] | SMEG | SMEG | Nomination ProRate | Yes
[6 empty] | Core | GENL | Nomination ProRate | Yes
[6 empty] | NONCORE | NonCore | Nomination ProRate | Yes
[6 empty] | Core | GENL | Nomination ProRate | Yes
[6 empty] | NONCORE | NonCore | Nomination ProRate | Yes
[6 empty] | Core | GENL | Nomination ProRate | Yes
[6 empty] | NONCORE | NonCore | Nomination ProRate | Yes
|  |  |  | Carson Cogeneration | 10169 | SMEG | SMEG | Nomination ProRate | Yes
[6 empty] | Core | GENL | Nomination ProRate | Yes
[6 empty] | NONCORE | NonCore | Nomination ProRate | Yes
|  |  |  | Att Van Nuys | 62574 | SMEG | ATTVAN | Nomination ProRate | Yes
[6 empty] | Core | GENL | Nomination ProRate | Yes
[6 empty] | NONCORE | NonCore | Nomination ProRate | Yes
[6 empty] | SMEG | SMEG | Nomination ProRate | Yes
[6 empty] | Core | GENL | Nomination ProRate | Yes
|  |  |  | SCPPA - Magnolia | 56046 | EG2 | MAGNOLIA | Absolute | Yes
|  |  |  | LADWP Valley | 408 | EG4 | VALLEYCC | Absolute | No
|  |  |  | Lake One | 7987 | EG1 | LAKEONE | Absolute | No
[6 empty] | NonCore | NonCore | Nomination ProRate | Yes
[6 empty] | Core | GENL | Nomination ProRate | Yes
|  |  |  | Grayson | 377 | EG1 | GRAYSON | Absolute | No
[6 empty] | NONCORE | NonCore | Nomination ProRate | Yes
[6 empty] | Core | GENL | Nomination ProRate | Yes
[6 empty] | Core | GENL | Nomination ProRate | Yes
[6 empty] | SMEG | SMEG | Nomination ProRate | Yes
[6 empty] | Core | GENL | Nomination ProRate | Yes
[6 empty] | NONCORE | NonCore | Nomination ProRate | Yes
[6 empty] | SMEG | SMEG | Nomination ProRate | Yes
[6 empty] | Core | GENL | Nomination ProRate | Yes
|  |  |  | Berry Placerita Cogen | 52096 | EOR |  | Relative ProRate | No
[6 empty] | SMEG | SMEG | Nomination ProRate | Yes
[6 empty] | NONCORE | NonCore | Nomination ProRate | Yes
|  |  |  | UCI Facilities Management Central Plant | 57122 | EG1 | ANAHM_GT | Absolute | No
|  |  |  | Canyon Power | 57027 | EG2 | CANYNPWR | Absolute | No
[6 empty] | Core | GENL | Nomination ProRate | Yes
[6 empty] | Core | GENL | Nomination ProRate | Yes
[6 empty] | EOR |  | Relative ProRate | No
[6 empty] | NONCORE | NonCore | Nomination ProRate | Yes
[6 empty] | Core | GENL | Nomination ProRate | Yes
[6 empty] | NONCORE | NonCore | Nomination ProRate | Yes
|  |  |  | Valero Wilmington Cogeneration Plant | 63285 | SMEG | SMEG | Nomination ProRate | Yes
|  |  |  | Henrietta Peaker | 55807 | EG1 | HENRIETA | Absolute | No
[6 empty] | Core | GENL | Nomination ProRate | Yes
[6 empty] | EOR |  | Relative ProRate | No
[6 empty] | NONCORE | NonCore | Nomination ProRate | Yes
[6 empty] | Core | GENL | Nomination ProRate | Yes
[6 empty] | NONCORE | NonCore | Nomination ProRate | Yes
[6 empty] | SMEG | SMEG | Nomination ProRate | Yes
[6 empty] | Core | GENL | Nomination ProRate | Yes
[6 empty] | Core | GENL | Nomination ProRate | Yes
[6 empty] | NONCORE | NonCore | Nomination ProRate | Yes
[6 empty] | SMEG | SMEG | Nomination ProRate | Yes
[6 empty] | Core | GENL | Nomination ProRate | Yes
[6 empty] | NONCORE | NonCore | Nomination ProRate | Yes
[6 empty] | SMEG | SMEG | Nomination ProRate | Yes
|  |  |  | CalPeak Power Border Peaker Plant | 55510 | EG1 | CLPKBORD | Absolute | No
|  |  |  | Larkspur Energy Facility | 55542 | EG2 | LARKSPUR | Absolute | No
[6 empty] | Core | GENL | Nomination ProRate | Yes
|  |  |  | E F Oxnard Energy Facility | 10776 | EG1 | EFOXNARD | Absolute | No
|  |  |  | CSUCI Site Authority | 50851 | EG4 | OLSCAMAR | Absolute | No
|  |  |  | Oxnard | 50464 | EG5 | OXNARD | Absolute | No
[6 empty] | EOR |  | Relative ProRate | No
|  |  |  | McGrath Peaker | 56471 | EG3 | MCGRATH | Absolute | No
|  |  |  | Mandalay | 345 | EG2 |  | Relative ProRate | No
[6 empty] | NONCORE | NonCore | Nomination ProRate | Yes
[6 empty] | Core | GENL | Nomination ProRate | Yes
[6 empty] | NONCORE | NonCore | Nomination ProRate | Yes
|  |  |  | Lunday Thagard, South Gate Refinery |  | Refinery |  | Relative ProRate | No
|  |  |  | Mira Loma Peaker | 56473 | SMEG | SMEG | Nomination ProRate | Yes
[6 empty] | Core | GENL | Nomination ProRate | Yes
[6 empty] | NONCORE | NonCore | Nomination ProRate | Yes
[6 empty] | SMEG | SMEG | Nomination ProRate | Yes
[6 empty] | Core | GENL | Nomination ProRate | Yes
[6 empty] | NONCORE | NonCore | Nomination ProRate | Yes
[6 empty] | SMEG | SMEG | Nomination ProRate | Yes
|  |  |  | Bear Valley Power Plant | 56346 | SMEG | BEARVAL | Nomination ProRate | Yes
[6 empty] | CORE | GENL | Nomination ProRate | Yes
|  |  |  | Mountainview Generating Station | 358 | EG2 | MNTVIEW | Absolute | Yes
|  |  |  | Grapeland Hybrid | 56472 | EG1 | GRAPELPK | Absolute | No
[6 empty] | NonCore | NonCore | Nomination ProRate | Yes
|  |  |  | Lunday Thugard Meter 2 |  | Refinery |  | Relative ProRate | No
|  |  |  | Starbucks - Evolution Fresh | 59804 | SMEG | EVFRESH | Nomination ProRate | Yes
[6 empty] | Core | GENL | Nomination ProRate | Yes
|  |  |  | New Indy Ontario Mill | 10427 | EG2 | INLNDCON | Absolute | No
|  |  |  | Drews Generating Facility | 55935 | EG1 | A_DREWS | Absolute | No
[6 empty] | NONCORE | NonCore | Nomination ProRate | Yes
|  |  |  | San Antonion Regional Hospital | 50234 | SMEG | SANANT | Nomination ProRate | Yes
[6 empty] | Core | GENL | Nomination ProRate | Yes
[6 empty] | NONCORE | NonCore | Nomination ProRate | Yes
|  |  |  | Cal State University San Bernadino FCO1 | 57544 | SMEG | CALSTATE | Nomination ProRate | Yes
[6 empty] | Core | GENL | Nomination ProRate | Yes
[6 empty] | Core | GENL | Nomination ProRate | Yes
[6 empty] | NONCORE | NonCore | Nomination ProRate | Yes
[6 empty] | SMEG | SMEG | Nomination ProRate | Yes
|  |  |  | Westend Facility | 10685 | SMEG |  | Relative ProRate | No
[6 empty] | Wholesale |  | Relative ProRate | No
[6 empty] | Core | GENL | Nomination ProRate | Yes
[6 empty] | Core | GENL | Nomination ProRate | Yes
[6 empty] | NONCORE | NonCore | Nomination ProRate | Yes
|  |  |  | San Joaqin Refining Company |  | Refinery |  | Relative ProRate | No
[6 empty] | SMEG | SMEG | Nomination ProRate | Yes
|  |  |  | New-Indy Ontario Mall | 10427 | EG2 | NEWINDY | Absolute | No
|  |  |  | Ormond Beach | 350 | EG1 | ORMOND | Absolute | No
|  |  |  | Otay Mesa Generating Project | 55345 | EG1 | OTAYMESA | Absolute | No
|  |  |  | Pio Pico Energy Center | 57555 | EGQUICK | PIOPICO | Absolute | No
|  |  |  | Palomar Energy | 55985 | EG3 | PALOMAR | Absolute | No
|  |  |  | CalPeak Power Enterprise Peaker Plant | 55513 | EG1 | CLPKENTE | Absolute | No
[6 empty] | Core | GENL | Nomination ProRate | Yes
[6 empty] | NONCORE | NonCore | Nomination ProRate | Yes
|  |  |  | Kaiser East La Palma Ave. Fuel Cell | 62698 | SMEG | KAISER | Nomination ProRate | Yes
[6 empty] | Core | GENL | Nomination ProRate | Yes
[6 empty] | NONCORE | NonCore | Nomination ProRate | Yes
[6 empty] | SMEG | SMEG | Nomination ProRate | Yes
|  |  |  | MolsonCoors Irwindale Brewery | 58056 | EGQUICK | Molson | Absolute | No
[6 empty] | Core | GENL | Nomination ProRate | Yes
[6 empty] | NONCORE | NonCore | Nomination ProRate | Yes
[6 empty] | SMEG | SMEG | Nomination ProRate | Yes
[6 empty] | Core | GENL | Nomination ProRate | Yes
[6 empty] | NONCORE | NonCore | Nomination ProRate | Yes
[6 empty] | SMEG | SMEG | Nomination ProRate | Yes
[6 empty] | Core | GENL | Nomination ProRate | Yes
[6 empty] | NONCORE | NonCore | Nomination ProRate | Yes
[6 empty] | Core | GENL | Nomination ProRate | Yes
[6 empty] | NONCORE | NonCore | Nomination ProRate | Yes
[6 empty] | Core | GENL | Nomination ProRate | Yes
|  |  |  | Fresno Cogen Partners | 10156 | EG1 | FRESNOCG | Absolute | No
|  |  |  | King City Power Plant | 10294 | EG2 | KINGSBCG | Absolute | No
[6 empty] | NONCORE | NonCore | Nomination ProRate | Yes
[6 empty] | SMEG | SMEG | Nomination ProRate | Yes
[6 empty] | Core | GENL | Nomination ProRate | Yes
|  |  |  | AES Redondo Beach LLC | 356 | EG1 | REDONDO | Absolute | No
[6 empty] | Core | GENL | Nomination ProRate | Yes
[6 empty] | SMEG | SMEG | Nomination ProRate | Yes
[6 empty] | NONCORE | NonCore | Nomination ProRate | Yes
|  |  |  | Long Beach Generation, LLC | 341 | EG1 | LONGBCH | Absolute | No
|  |  |  | El Segundo Energy Center | 57901 | EG2 | ELSEGUND | Absolute | No
|  |  |  | Marathon Carson Refinery |  | Refinery |  | Relative ProRate | No
[6 empty] | Core | GENL | Nomination ProRate | Yes
[6 empty] | NONCORE | NonCore | Nomination ProRate | Yes
[6 empty] | SMEG | SMEG | Nomination ProRate | Yes
[6 empty] | Core | GENL | Nomination ProRate | Yes
[6 empty] | NONCORE | NonCore | Nomination ProRate | Yes
[6 empty] | SMEG | SMEG | Nomination ProRate | Yes
[6 empty] | Core | GENL | Nomination ProRate | Yes
[6 empty] | Core | GENL | Nomination ProRate | Yes
[6 empty] | Core | GENL | Nomination ProRate | Yes
[6 empty] | Core | GENL | Nomination ProRate | Yes
[6 empty] | NONCORE | NonCore | Nomination ProRate | Yes
[6 empty] | SMEG | SMEG | Nomination ProRate | Yes
[6 empty] | Core | GENL | Nomination ProRate | Yes
[6 empty] | NONCORE | NonCore | Nomination ProRate | Yes
[6 empty] | SMEG | SMEG | Nomination ProRate | Yes
[6 empty] | Core | GENL | Nomination ProRate | Yes
[6 empty] | Core | GENL | Nomination ProRate | Yes
[6 empty] | NONCORE | NonCore | Nomination ProRate | Yes
[6 empty] | SMEG | SMEG | Nomination ProRate | Yes
|  |  |  | Scattergood | 404 | EG2 | SCATTERGOODCC | Absolute | Yes
[6 empty] | EGQUICK | SCATTERGGT | Absolute | No
[6 empty] | SDG NC | NonCore | Nomination ProRate | Yes
[6 empty] | SDGCore | CORE | Nomination ProRate | Yes
[6 empty] | SDGCore | CORE | Nomination ProRate | Yes
|  |  |  | Childrens Hospital | 10175 | SMEG | Childrens | Nomination ProRate | Yes
|  |  |  | Kyocera America Project | 10720 | SMEG 2 | KYOCERA | Nomination ProRate | Yes
[6 empty] | SDG NC | NonCore | Nomination ProRate | Yes
[6 empty] | SDGCore | CORE | Nomination ProRate | Yes
[6 empty] | SDGCore | CORE | Nomination ProRate | Yes
|  |  |  | Watkins Manufacturing Co. | 57715 | SMEG | WATKINS | Nomination ProRate | Yes
|  |  |  | Life Technologies Carlsbad | 58302 | SMEG 2 | LIFETECH | Nomination ProRate | Yes
[6 empty] | SDG NC | NonCore | Nomination ProRate | Yes
[6 empty] | SDGCore | CORE | Nomination ProRate | Yes
[6 empty] | SDG NC | NonCore | Nomination ProRate | Yes
[6 empty] | SDGCore | CORE | Nomination ProRate | Yes
[6 empty] | SDG NC | NonCore | Nomination ProRate | Yes
[6 empty] | SDGCore | CORE | Nomination ProRate | Yes
[6 empty] | SDGCore | CORE | Nomination ProRate | Yes
|  |  |  | P Plant | 59456 | SMEG | SMEG | Nomination ProRate | Yes
[6 empty] | SDG NC | NonCore | Nomination ProRate | Yes
[6 empty] | SDGCore | CORE | Nomination ProRate | Yes
|  |  |  | Orange Grove Peaking Facility | 56914 | EG1 | ORANGEGR | Absolute | No
[6 empty] | SDGCore | CORE | Nomination ProRate | Yes
|  |  |  | Miramar Energy Facility | 56232 | EG1 | MIRAMAR | Absolute | No
[6 empty] | SDGCore | CORE | Nomination ProRate | Yes
[6 empty] | SDG NC | NonCore | Nomination ProRate | Yes
[6 empty] | SDGCore | CORE | Nomination ProRate | Yes
[6 empty] | SDG NC | NonCore | Nomination ProRate | Yes
[6 empty] | SDGCore | CORE | Nomination ProRate | Yes
[6 empty] | SDG NC | NonCore | Nomination ProRate | Yes
[6 empty] | SDGCore | CORE | Nomination ProRate | Yes
[6 empty] | SDGCore | CORE | Nomination ProRate | Yes
[6 empty] | SDGCore | CORE | Nomination ProRate | Yes
[6 empty] | SDGCore | CORE | Nomination ProRate | Yes
|  |  |  | University of California San Diego Hybrid | 57584 | SMEG | SMEG | Nomination ProRate | Yes
|  |  |  | UCSD Fuel Cell Plant | 57735 | SMEG 2 | UCSDFUELCELL | Nomination ProRate | Yes
[6 empty] | SDG NC | NonCore | Nomination ProRate | Yes
[6 empty] | SDGCore | CORE | Nomination ProRate | Yes
[6 empty] | SDG NC | NonCore | Nomination ProRate | Yes
[6 empty] | SDGCore | CORE | Nomination ProRate | Yes
|  |  |  | Goal Line LP | 54749 | EG1 | GOALLINE | Absolute | No
|  |  |  | Escondido Energy Center | 55538 | SMEG | ESCEC | Nomination ProRate | Yes
[6 empty] | SDG NC | NonCore | Nomination ProRate | Yes
[6 empty] | SDGCore | CORE | Nomination ProRate | Yes
[6 empty] | SDG NC | NonCore | Nomination ProRate | Yes
[6 empty] | SDGCore | CORE | Nomination ProRate | Yes
[6 empty] | SDGCore | CORE | Nomination ProRate | Yes
[6 empty] | SDG NC | NonCore | Nomination ProRate | Yes
[6 empty] | SDGCore | CORE | Nomination ProRate | Yes
[6 empty] | SDGCore | CORE | Nomination ProRate | Yes
[6 empty] | SDG NC | NonCore | Nomination ProRate | Yes
[6 empty] | SDGCore | CORE | Nomination ProRate | Yes
[6 empty] | SDG NC | NonCore | Nomination ProRate | Yes
[6 empty] | SDGCore | CORE | Nomination ProRate | Yes
[6 empty] | Core | GENL | Nomination ProRate | Yes
[6 empty] | NONCORE | NonCore | Nomination ProRate | Yes
[6 empty] | SMEG | SMEG | Nomination ProRate | Yes
[6 empty] | Core | GENL | Nomination ProRate | Yes
[6 empty] | Core | GENL | Nomination ProRate | Yes
|  |  |  | Berry NW Cogen | 62176 | EOR |  | Relative ProRate | No
[6 empty] | NONCORE | NonCore | Nomination ProRate | Yes
[6 empty] | SMEG | SMEG | Nomination ProRate | Yes
[6 empty] | Core | GENL | Nomination ProRate | Yes
[6 empty] | Core | GENL | Nomination ProRate | Yes
[6 empty] | NONCORE | NonCore | Nomination ProRate | Yes
|  |  |  | Houweling Nurseries | 58432 | SMEG | HOUWELING | Nomination ProRate | Yes
[6 empty] | Core | GENL | Nomination ProRate | Yes
[6 empty] | NONCORE | NonCore | Nomination ProRate | Yes
|  |  |  | H. Gonzalez | 56039 | SMEG | GONZALEZ | Nomination ProRate | Yes
[6 empty] | Wholesale |  | Relative ProRate | No
[6 empty] | Core | GENL | Nomination ProRate | Yes
[6 empty] | EOR |  | Relative ProRate | No
[6 empty] | NONCORE | NonCore | Nomination ProRate | Yes
[6 empty] | Core | GENL | Nomination ProRate | Yes
[6 empty] | NONCORE | NonCore | Nomination ProRate | Yes
|  |  |  | Honda Torrance | 58300 | SMEG | HONDATOR | Nomination ProRate | Yes
[6 empty] | Core | GENL | Nomination ProRate | Yes
[6 empty] | NONCORE | NonCore | Nomination ProRate | Yes
|  |  |  | Saint Johns Health Center | 50610 | SMEG | SMEG | Nomination ProRate | Yes
[6 empty] | Core | GENL | Nomination ProRate | Yes
[6 empty] | NonCore | NonCore | Nomination ProRate | Yes
[6 empty] | SMEG | SMEG | Nomination ProRate | Yes
[6 empty] | Core | GENL | Nomination ProRate | Yes
|  |  |  | CES Placerita | 10677 | EG1 | PITCHESS | Absolute | No
[6 empty] | EOR |  | Relative ProRate | No
|  |  |  | SunSelect1 | 61754 | SMEG | SUNSELECT | Nomination ProRate | Yes
[6 empty] | Core | GENL | Nomination ProRate | Yes
[6 empty] | NONCORE | NonCore | Nomination ProRate | Yes
|  |  |  | Kern Oil & Refining Company - Bakersfield |  | Refinery |  | Relative ProRate | No
[6 empty] | SMEG | SMEG | Nomination ProRate | Yes
[6 empty] | Core | GENL | Nomination ProRate | Yes
[6 empty] | EOR |  | Relative ProRate | No
[6 empty] | NONCORE | NonCore | Nomination ProRate | Yes
[6 empty] | SMEG | SMEG | Nomination ProRate | Yes
[6 empty] | Core | GENL | Nomination ProRate | Yes
|  |  |  | Bolthouse Farms Fuel Cell | 61845 | SMEG | SMEG | Nomination ProRate | Yes
[6 empty] | NONCORE | NonCore | Nomination ProRate | Yes
|  |  |  | Indigo Energy Center | 55541 | EG1 | INDIGOEN | Absolute | No
[6 empty] | Core | GENL | Nomination ProRate | Yes
[6 empty] | EOR |  | Relative ProRate | No
[6 empty] | PRD |  | Relative ProRate | No
0
PRD | 0
Core
Core | 0
SDGCore | 0
Wholesale "Core" | -105
Total Core | -105
Non-Elec Gen Non-Core
SDG NC | 0
NonCore | 0
Wholesale "NonCore" | 105
Refinery - Non Cogen | 71
Total Non-Core Non-EG | 176
Electric Generation
FTI-PLEXOS
EG1 | 0
EG2 | 0
EG3 | 0
EG4 | 0
EG5 | 0
EG6 | 0
SMEG | 0
Total - FTI-PLEXOS | 0 |  | -360
EOR Electric
EOR | 0
Refinery Electric | -71
Total Electric Generation | -71
Total | 0

## Nodes Data
Portfolio 1B - 2027 Expansion Facility Model - Node Data in Hydraulic Model Results
(54% Storage Inventory Assumption on Peak Demand Day)
Name | Steady State Results |  | Node Configuration in Portfolio 1B Hydraulic Model - 2027
| InFlow (MMscfd) | Pressure (psig) | Elevation (ft) | Maop (psig) | Supply Source (if Applicable) | Delivery Zip Code | Minimum Operating Pressure (psig) | Number of Meters at Node | InFlow Set Point (MMscfd) | Pressure Set Point (psig) | InFlow Set Point Status | Pressure Set Point Status | InFlow Temperature Set Point (°F) | InFlow Specific Gravity Set Point | InFlow Heating Value Set Point (Btu/scf)
[5 empty] | Ehrenburg (EPNG) | [7 empty] | 65 | 0.6 | 1000
[5 empty] | Aliso Canyon Storage Field | [7 empty] | 65 | 0.6 | 1000
[5 empty] | Playa Del Rey | [7 empty] | 65 | 0.6 | 1000
[5 empty] | North Needles | [7 empty] | 65 | 0.6 | 1000
[5 empty] | Topock | [7 empty] | 65 | 0.6 | 1000
[5 empty] | Kramer Junction | [7 empty] | 65 | 0.6 | 1000
[5 empty] | Honor Rancho Storage Field | [7 empty] | 65 | 0.6 | 1000
[5 empty] | Otay Mesa | [7 empty] | 65 | 0.6 | 1000
[5 empty] | Goleta Storage Field | [7 empty] | 65 | 0.6 | 1000
[5 empty] | Wheeler Ridge (KM) | [7 empty] | 65 | 0.6 | 1000
[5 empty] | Wheeler Ridge - Gill Ranch | [7 empty] | 65 | 0.6 | 1000
[5 empty] | Local Production | [7 empty] | 60 | 0.6 | 1000
[6 empty] | 93022 | [6 empty] | 65 | 0.6 | 1000
[13 empty] | 65 | 0.6 | 1000
[6 empty] | 93067 | [6 empty] | 65 | 0.6 | 1000
[13 empty] | 65 | 0.6 | 1000
[6 empty] | 93013 | [6 empty] | 65 | 0.6 | 1000
[6 empty] | 91321 | [6 empty] | 65 | 0.6 | 1000
[13 empty] | 65 | 0.6 | 1000
[6 empty] | 91601 | [6 empty] | 65 | 0.6 | 1000
[13 empty] | 65 | 0.6 | 1000
[6 empty] | 91502 | [6 empty] | 65 | 0.6 | 1000
[6 empty] | 91046 | [6 empty] | 65 | 0.6 | 1000
[6 empty] | 91202 | [6 empty] | 65 | 0.6 | 1000
[6 empty] | 91001 | [6 empty] | 65 | 0.6 | 1000
[6 empty] | 90041 | [6 empty] | 65 | 0.6 | 1000
[6 empty] | 91030 | [6 empty] | 65 | 0.6 | 1000
[6 empty] | 92201 | [6 empty] | 65 | 0.6 | 1000
[6 empty] | 90010 | [6 empty] | 65 | 0.6 | 1000
[6 empty] | 91770 | [6 empty] | 65 | 0.6 | 1000
[13 empty] | 65 | 0.6 | 1000
[13 empty] | 65 | 0.6 | 1000
[6 empty] | 91331 | [6 empty] | 65 | 0.6 | 1000
[6 empty] | 91040 | [6 empty] | 65 | 0.6 | 1000
[6 empty] | 90004 | [6 empty] | 65 | 0.6 | 1000
[6 empty] | 92258 | [6 empty] | 65 | 0.6 | 1000
[13 empty] | 65 | 0.6 | 1000
[6 empty] | 90723 | [6 empty] | 65 | 0.6 | 1000
[6 empty] | 90744 | [6 empty] | 65 | 0.6 | 1000
[13 empty] | 65 | 0.6 | 1000
[6 empty] | 91330 | [6 empty] | 65 | 0.6 | 1000
[13 empty] | 65 | 0.6 | 1000
[6 empty] | 90049 | [6 empty] | 65 | 0.6 | 1000
[6 empty] | 91306 | [6 empty] | 65 | 0.6 | 1000
[6 empty] | 92210 | [6 empty] | 65 | 0.6 | 1000
[6 empty] | 91316 | [6 empty] | 65 | 0.6 | 1000
[6 empty] | 90005 | [6 empty] | 65 | 0.6 | 1000
[6 empty] | 91303 | [6 empty] | 65 | 0.6 | 1000
[6 empty] | 90094 | [6 empty] | 65 | 0.6 | 1000
[6 empty] | 90008 | [6 empty] | 65 | 0.6 | 1000
[13 empty] | 65 | 0.6 | 1000
[6 empty] | 92234 | [6 empty] | 65 | 0.6 | 1000
[6 empty] | 90640 | [6 empty] | 65 | 0.6 | 1000
[6 empty] | 90001 | [6 empty] | 65 | 0.6 | 1000
[6 empty] | 90018 | [6 empty] | 65 | 0.6 | 1000
[6 empty] | 90007 | [6 empty] | 65 | 0.6 | 1000
[6 empty] | 90045 | [6 empty] | 65 | 0.6 | 1000
[6 empty] | 92230 | [6 empty] | 65 | 0.6 | 1000
[6 empty] | 90247 | [6 empty] | 65 | 0.6 | 1000
[6 empty] | 90254 | [6 empty] | 65 | 0.6 | 1000
[6 empty] | 90274 | [6 empty] | 65 | 0.6 | 1000
[6 empty] | 90059 | [6 empty] | 65 | 0.6 | 1000
[6 empty] | 90034 | [6 empty] | 65 | 0.6 | 1000
[6 empty] | 90745 | [6 empty] | 65 | 0.6 | 1000
[13 empty] | 65 | 0.6 | 1000
[13 empty] | 65 | 0.6 | 1000
[13 empty] | 65 | 0.6 | 1000
[13 empty] | 65 | 0.6 | 1000
[6 empty] | 90275 | [6 empty] | 65 | 0.6 | 1000
[6 empty] | 92805 | [6 empty] | 65 | 0.6 | 1000
[6 empty] | 90620 | [6 empty] | 65 | 0.6 | 1000
[6 empty] | 90622 | [6 empty] | 65 | 0.6 | 1000
[6 empty] | 90623 | [6 empty] | 65 | 0.6 | 1000
[5 empty] | Blythe / North Baja | 92225 | [6 empty] | 65 | 0.6 | 1000
[6 empty] | 92544 | [6 empty] | 65 | 0.6 | 1000
[6 empty] | 90706 | [6 empty] | 65 | 0.6 | 1000
[6 empty] | 90804 | [6 empty] | 65 | 0.6 | 1000
[6 empty] | 90242 | [6 empty] | 65 | 0.6 | 1000
[13 empty] | 65 | 0.6 | 1000
[13 empty] | 65 | 0.6 | 1000
[13 empty] | 65 | 0.6 | 1000
[13 empty] | 65 | 0.6 | 1000
[6 empty] | 92861 | [6 empty] | 65 | 0.6 | 1000
[13 empty] | 65 | 0.6 | 1000
[6 empty] | 92868 | [6 empty] | 65 | 0.6 | 1000
[6 empty] | 92602 | [6 empty] | 65 | 0.6 | 1000
[6 empty] | 92603 | [6 empty] | 65 | 0.6 | 1000
[6 empty] | 92646 | [6 empty] | 65 | 0.6 | 1000
[6 empty] | 92624 | [6 empty] | 65 | 0.6 | 1000
[6 empty] | 92703 | [6 empty] | 65 | 0.6 | 1000
[6 empty] | 92647 | [6 empty] | 65 | 0.6 | 1000
[6 empty] | 90720 | [6 empty] | 65 | 0.6 | 1000
[6 empty] | 92886 | [6 empty] | 65 | 0.6 | 1000
[6 empty] | 92807 | [6 empty] | 65 | 0.6 | 1000
[13 empty] | 65 | 0.6 | 1000
[13 empty] | 65 | 0.6 | 1000
[6 empty] | 92821 | [6 empty] | 65 | 0.6 | 1000
[6 empty] | 91748 | [6 empty] | 65 | 0.6 | 1000
[6 empty] | 90604 | [6 empty] | 65 | 0.6 | 1000
[13 empty] | 65 | 0.6 | 1000
[6 empty] | 90601 | [6 empty] | 65 | 0.6 | 1000
[6 empty] | 92220 | [6 empty] | 65 | 0.6 | 1000
[6 empty] | 90022 | [6 empty] | 65 | 0.6 | 1000
[6 empty] | 90023 | [6 empty] | 65 | 0.6 | 1000
[13 empty] | 65 | 0.6 | 1000
[13 empty] | 65 | 0.6 | 1000
[6 empty] | 91706 | [6 empty] | 65 | 0.6 | 1000
[6 empty] | 91006 | [6 empty] | 65 | 0.6 | 1000
[6 empty] | 92327 | [6 empty] | 65 | 0.6 | 1000
[6 empty] | 92317 | [6 empty] | 65 | 0.6 | 1000
[6 empty] | 91701 | [6 empty] | 65 | 0.6 | 1000
[6 empty] | 91762 | [6 empty] | 65 | 0.6 | 1000
[13 empty] | 65 | 0.6 | 1000
[6 empty] | 92555 | [6 empty] | 65 | 0.6 | 1000
[13 empty] | 65 | 0.6 | 1000
[6 empty] | 92341 | [6 empty] | 65 | 0.6 | 1000
[6 empty] | 92335 | [6 empty] | 65 | 0.6 | 1000
[13 empty] | 65 | 0.6 | 1000
[13 empty] | 65 | 0.6 | 1000
[6 empty] | 92506 | [6 empty] | 65 | 0.6 | 1000
[13 empty] | 65 | 0.6 | 1000
[6 empty] | 92879 | [6 empty] | 65 | 0.6 | 1000
[6 empty] | 92301 | [6 empty] | 65 | 0.6 | 1000
[13 empty] | 65 | 0.6 | 1000
[6 empty] | 92371 | [6 empty] | 65 | 0.6 | 1000
[13 empty] | 65 | 0.6 | 1000
[6 empty] | 91351 | [6 empty] | 65 | 0.6 | 1000
[6 empty] | 92503 | [6 empty] | 65 | 0.6 | 1000
[13 empty] | 65 | 0.6 | 1000
[6 empty] | 91381 | [6 empty] | 65 | 0.6 | 1000
[6 empty] | 91350 | [6 empty] | 65 | 0.6 | 1000
[6 empty] | 93203 | [6 empty] | 65 | 0.6 | 1000
[6 empty] | 93307 | [6 empty] | 65 | 0.6 | 1000
[13 empty] | 65 | 0.6 | 1000
[6 empty] | 93311 | [6 empty] | 65 | 0.6 | 1000
[13 empty] | 65 | 0.6 | 1000
[13 empty] | 65 | 0.6 | 1000
[6 empty] | 93206 | [6 empty] | 65 | 0.6 | 1000
[5 empty] | Kern River Station (PG&E) | [7 empty] | 65 | 0.6 | 1000
[6 empty] | 93255 | [6 empty] | 65 | 0.6 | 1000
[13 empty] | 65 | 0.6 | 1000
[6 empty] | 93268 | [6 empty] | 65 | 0.6 | 1000
[13 empty] | 65 | 0.6 | 1000
[13 empty] | 65 | 0.6 | 1000
[13 empty] | 65 | 0.6 | 1000
[13 empty] | 65 | 0.6 | 1000
[6 empty] | 92823 | [6 empty] | 65 | 0.6 | 1000
[6 empty] | 93252 | [6 empty] | 65 | 0.6 | 1000
[6 empty] | 92567 | [6 empty] | 65 | 0.6 | 1000
[13 empty] | 65 | 0.6 | 1000
[6 empty] | 92543 | [6 empty] | 65 | 0.6 | 1000
[13 empty] | 65 | 0.6 | 1000
[6 empty] | 92584 | [6 empty] | 65 | 0.6 | 1000
[6 empty] | 92530 | [6 empty] | 65 | 0.6 | 1000
[6 empty] | 92590 | [6 empty] | 65 | 0.6 | 1000
[13 empty] | 65 | 0.6 | 1000
[6 empty] | 92059 | [6 empty] | 65 | 0.6 | 1000
[6 empty] | 92003 | [6 empty] | 65 | 0.6 | 1000
[13 empty] | 65 | 0.6 | 1000
[6 empty] | 92010 | [6 empty] | 65 | 0.6 | 1000
[6 empty] | 92056 | [6 empty] | 65 | 0.6 | 1000
[6 empty] | 92057 | [6 empty] | 65 | 0.6 | 1000
[6 empty] | 92373 | [6 empty] | 65 | 0.6 | 1000
[6 empty] | 92055 | [6 empty] | 65 | 0.6 | 1000
[6 empty] | 92054 | [6 empty] | 65 | 0.6 | 1000
[6 empty] | 92082 | [6 empty] | 65 | 0.6 | 1000
[6 empty] | 92025 | [6 empty] | 65 | 0.6 | 1000
[6 empty] | 92069 | [6 empty] | 65 | 0.6 | 1000
[6 empty] | 92009 | [6 empty] | 65 | 0.6 | 1000
[6 empty] | 92313 | [6 empty] | 65 | 0.6 | 1000
[6 empty] | 92008 | [6 empty] | 65 | 0.6 | 1000
[6 empty] | 92024 | [6 empty] | 65 | 0.6 | 1000
[6 empty] | 92007 | [6 empty] | 65 | 0.6 | 1000
[13 empty] | 65 | 0.6 | 1000
[6 empty] | 92122 | [6 empty] | 65 | 0.6 | 1000
[6 empty] | 91752 | [6 empty] | 65 | 0.6 | 1000
[6 empty] | 92092 | [6 empty] | 65 | 0.6 | 1000
[6 empty] | 92037 | [6 empty] | 65 | 0.6 | 1000
[6 empty] | 92101 | [6 empty] | 65 | 0.6 | 1000
[6 empty] | 92011 | [6 empty] | 65 | 0.6 | 1000
[6 empty] | 92067 | [6 empty] | 65 | 0.6 | 1000
[6 empty] | 92075 | [6 empty] | 65 | 0.6 | 1000
[6 empty] | 92318 | [6 empty] | 65 | 0.6 | 1000
[13 empty] | 65 | 0.6 | 1000
[6 empty] | 92111 | [6 empty] | 65 | 0.6 | 1000
[6 empty] | 92128 | [6 empty] | 65 | 0.6 | 1000
[6 empty] | 92064 | [6 empty] | 65 | 0.6 | 1000
[6 empty] | 91708 | [6 empty] | 65 | 0.6 | 1000
[6 empty] | 92126 | [6 empty] | 65 | 0.6 | 1000
[6 empty] | 92124 | [6 empty] | 65 | 0.6 | 1000
[6 empty] | 92108 | [6 empty] | 65 | 0.6 | 1000
[6 empty] | 92103 | [6 empty] | 65 | 0.6 | 1000
[6 empty] | 92106 | [6 empty] | 65 | 0.6 | 1000
[6 empty] | 91711 | [6 empty] | 65 | 0.6 | 1000
[6 empty] | 92040 | [6 empty] | 65 | 0.6 | 1000
[6 empty] | 92020 | [6 empty] | 65 | 0.6 | 1000
[6 empty] | 92019 | [6 empty] | 65 | 0.6 | 1000
[6 empty] | 91901 | [6 empty] | 65 | 0.6 | 1000
[6 empty] | 91941 | [6 empty] | 65 | 0.6 | 1000
[6 empty] | 91945 | [6 empty] | 65 | 0.6 | 1000
[6 empty] | 91977 | [6 empty] | 65 | 0.6 | 1000
[6 empty] | 91935 | [6 empty] | 65 | 0.6 | 1000
[6 empty] | 92102 | [6 empty] | 65 | 0.6 | 1000
[6 empty] | 92114 | [6 empty] | 65 | 0.6 | 1000
[6 empty] | 91950 | [6 empty] | 65 | 0.6 | 1000
[6 empty] | 91910 | [6 empty] | 65 | 0.6 | 1000
[6 empty] | 91932 | [6 empty] | 65 | 0.6 | 1000
[6 empty] | 92154 | [6 empty] | 65 | 0.6 | 1000
[6 empty] | 92173 | [6 empty] | 65 | 0.6 | 1000
[13 empty] | 65 | 0.6 | 1000
[6 empty] | 91902 | [6 empty] | 65 | 0.6 | 1000
[13 empty] | 65 | 0.6 | 1000
[6 empty] | 91915 | [6 empty] | 65 | 0.6 | 1000
[13 empty] | 65 | 0.6 | 1000
[6 empty] | 91702 | [6 empty] | 65 | 0.6 | 1000
[13 empty] | 65 | 0.6 | 1000
[13 empty] | 65 | 0.6 | 1000
[6 empty] | 93309 | [6 empty] | 65 | 0.6 | 1000
[13 empty] | 65 | 0.6 | 1000
[13 empty] | 65 | 0.6 | 1000
[13 empty] | 65 | 0.6 | 1000
[6 empty] | 93201 | [6 empty] | 65 | 0.6 | 1000
[6 empty] | 93257 | [6 empty] | 65 | 0.6 | 1000
[6 empty] | 93221 | [6 empty] | 65 | 0.6 | 1000
[13 empty] | 65 | 0.6 | 1000
[13 empty] | 65 | 0.6 | 1000
[13 empty] | 65 | 0.6 | 1000
[13 empty] | 65 | 0.6 | 1000
[13 empty] | 65 | 0.6 | 1000
[13 empty] | 65 | 0.6 | 1000
[13 empty] | 65 | 0.6 | 1000
[6 empty] | 92282 | [6 empty] | 65 | 0.6 | 1000
[13 empty] | 65 | 0.6 | 1000
[13 empty] | 65 | 0.6 | 1000
[13 empty] | 65 | 0.6 | 1000
[13 empty] | 65 | 0.6 | 1000
[13 empty] | 65 | 0.6 | 1000
[6 empty] | 93224 | [6 empty] | 65 | 0.6 | 1000
[13 empty] | 65 | 0.6 | 1000
[6 empty] | 93251 | [6 empty] | 65 | 0.6 | 1000
[13 empty] | 65 | 0.6 | 1000
[13 empty] | 65 | 0.6 | 1000
[13 empty] | 65 | 0.6 | 1000
[13 empty] | 65 | 0.6 | 1000
[6 empty] | 93249 | [6 empty] | 65 | 0.6 | 1000
[13 empty] | 65 | 0.6 | 1000
[6 empty] | 93204 | [6 empty] | 65 | 0.6 | 1000
[13 empty] | 65 | 0.6 | 1000
[13 empty] | 65 | 0.6 | 1000
[13 empty] | 65 | 0.6 | 1000
[13 empty] | 65 | 0.6 | 1000
[13 empty] | 65 | 0.6 | 1000
[6 empty] | 93266 | [6 empty] | 65 | 0.6 | 1000
[13 empty] | 65 | 0.6 | 1000
[6 empty] | 93202 | [6 empty] | 65 | 0.6 | 1000
[13 empty] | 65 | 0.6 | 1000
[13 empty] | 65 | 0.6 | 1000
[13 empty] | 65 | 0.6 | 1000
[13 empty] | 65 | 0.6 | 1000
[6 empty] | 93401 | [6 empty] | 65 | 0.6 | 1000
[13 empty] | 65 | 0.6 | 1000
[6 empty] | 93010 | [6 empty] | 65 | 0.6 | 1000
[13 empty] | 65 | 0.6 | 1000
[6 empty] | 93212 | [6 empty] | 65 | 0.6 | 1000
[13 empty] | 65 | 0.6 | 1000
[13 empty] | 65 | 0.6 | 1000
[6 empty] | 93662 | [6 empty] | 65 | 0.6 | 1000
[6 empty] | 93250 | [6 empty] | 65 | 0.6 | 1000
[13 empty] | 65 | 0.6 | 1000
[13 empty] | 65 | 0.6 | 1000
[13 empty] | 65 | 0.6 | 1000
[13 empty] | 65 | 0.6 | 1000
[6 empty] | 93015 | [6 empty] | 65 | 0.6 | 1000
[13 empty] | 65 | 0.6 | 1000
[13 empty] | 65 | 0.6 | 1000
[13 empty] | 65 | 0.6 | 1000
[13 empty] | 65 | 0.6 | 1000
[13 empty] | 65 | 0.6 | 1000
[13 empty] | 65 | 0.6 | 1000
[6 empty] | 92261 | [6 empty] | 65 | 0.6 | 1000
[13 empty] | 65 | 0.6 | 1000
[13 empty] | 65 | 0.6 | 1000
[13 empty] | 65 | 0.6 | 1000
[13 empty] | 65 | 0.6 | 1000
[13 empty] | 65 | 0.6 | 1000
[13 empty] | 65 | 0.6 | 1000
[13 empty] | 65 | 0.6 | 1000
[13 empty] | 65 | 0.6 | 1000
[6 empty] | 91788 | [6 empty] | 65 | 0.6 | 1000
[5 empty] | MHPS | [7 empty] | 65 | 0.6 | 1000
[13 empty] | 65 | 0.6 | 1000
[13 empty] | 65 | 0.6 | 1000
[13 empty] | 65 | 0.6 | 1000
[13 empty] | 65 | 0.6 | 1000
[13 empty] | 65 | 0.6 | 1000
[13 empty] | 65 | 0.6 | 1000
[13 empty] | 65 | 0.6 | 1000
[13 empty] | 65 | 0.6 | 1000
[13 empty] | 65 | 0.6 | 1000
[6 empty] | 93020 | [6 empty] | 65 | 0.6 | 1000
[13 empty] | 65 | 0.6 | 1000
[13 empty] | 65 | 0.6 | 1000
[13 empty] | 65 | 0.6 | 1000
[13 empty] | 65 | 0.6 | 1000
[13 empty] | 65 | 0.6 | 1000
[13 empty] | 65 | 0.6 | 1000
[13 empty] | 65 | 0.6 | 1000
[13 empty] | 65 | 0.6 | 1000
[13 empty] | 65 | 0.6 | 1000
[13 empty] | 65 | 0.6 | 1000
[13 empty] | 65 | 0.6 | 1000
[13 empty] | 65 | 0.6 | 1000
[13 empty] | 65 | 0.6 | 1000
[13 empty] | 65 | 0.6 | 1000
[13 empty] | 65 | 0.6 | 1000
[13 empty] | 65 | 0.6 | 1000
[13 empty] | 65 | 0.6 | 1000
[13 empty] | 65 | 0.6 | 1000
[13 empty] | 65 | 0.6 | 1000
[13 empty] | 65 | 0.6 | 1000
[13 empty] | 65 | 0.6 | 1000
[13 empty] | 65 | 0.6 | 1000
[13 empty] | 65 | 0.6 | 1000
[6 empty] | 91405 | [6 empty] | 65 | 0.6 | 1000
[13 empty] | 65 | 0.6 | 1000
[6 empty] | 91210 | [6 empty] | 65 | 0.6 | 1000
[13 empty] | 65 | 0.6 | 1000
[13 empty] | 65 | 0.6 | 1000
[13 empty] | 65 | 0.6 | 1000
[13 empty] | 65 | 0.6 | 1000
[13 empty] | 65 | 0.6 | 1000
[13 empty] | 65 | 0.6 | 1000
[13 empty] | 65 | 0.6 | 1000
[13 empty] | 65 | 0.6 | 1000
[6 empty] | 91335 | [6 empty] | 65 | 0.6 | 1000
[13 empty] | 65 | 0.6 | 1000
[13 empty] | 65 | 0.6 | 1000
[13 empty] | 65 | 0.6 | 1000
[13 empty] | 65 | 0.6 | 1000
[13 empty] | 65 | 0.6 | 1000
[13 empty] | 65 | 0.6 | 1000
[6 empty] | 91354 | [6 empty] | 65 | 0.6 | 1000
[13 empty] | 65 | 0.6 | 1000
[6 empty] | 90002 | [6 empty] | 65 | 0.6 | 1000
[6 empty] | 90003 | [6 empty] | 65 | 0.6 | 1000
[13 empty] | 65 | 0.6 | 1000
[13 empty] | 65 | 0.6 | 1000
[13 empty] | 65 | 0.6 | 1000
[13 empty] | 65 | 0.6 | 1000
[13 empty] | 65 | 0.6 | 1000
[13 empty] | 65 | 0.6 | 1000
[13 empty] | 65 | 0.6 | 1000
[13 empty] | 65 | 0.6 | 1000
[13 empty] | 65 | 0.6 | 1000
[13 empty] | 65 | 0.6 | 1000
[13 empty] | 65 | 0.6 | 1000
[13 empty] | 65 | 0.6 | 1000
[6 empty] | 90241 | [6 empty] | 65 | 0.6 | 1000
[13 empty] | 65 | 0.6 | 1000
[13 empty] | 65 | 0.6 | 1000
[13 empty] | 65 | 0.6 | 1000
[13 empty] | 65 | 0.6 | 1000
[6 empty] | 93001 | [6 empty] | 65 | 0.6 | 1000
[13 empty] | 65 | 0.6 | 1000
[13 empty] | 65 | 0.6 | 1000
[13 empty] | 65 | 0.6 | 1000
[13 empty] | 65 | 0.6 | 1000
[13 empty] | 65 | 0.6 | 1000
[13 empty] | 65 | 0.6 | 1000
[13 empty] | 65 | 0.6 | 1000
[6 empty] | 91785 | [6 empty] | 65 | 0.6 | 1000
[13 empty] | 65 | 0.6 | 1000
[13 empty] | 65 | 0.6 | 1000
[13 empty] | 65 | 0.6 | 1000
[13 empty] | 65 | 0.6 | 1000
[13 empty] | 65 | 0.6 | 1000
[13 empty] | 65 | 0.6 | 1000
[13 empty] | 65 | 0.6 | 1000
[13 empty] | 65 | 0.6 | 1000
[13 empty] | 65 | 0.6 | 1000
[13 empty] | 65 | 0.6 | 1000
[13 empty] | 65 | 0.6 | 1000
[13 empty] | 65 | 0.6 | 1000
[6 empty] | 92392 | [6 empty] | 65 | 0.6 | 1000
[13 empty] | 65 | 0.6 | 1000
[13 empty] | 65 | 0.6 | 1000
[6 empty] | 93532 | [6 empty] | 65 | 0.6 | 1000
[13 empty] | 65 | 0.6 | 1000
[13 empty] | 65 | 0.6 | 1000
[13 empty] | 65 | 0.6 | 1000
[13 empty] | 65 | 0.6 | 1000
[6 empty] | 92587 | [6 empty] | 65 | 0.6 | 1000
[13 empty] | 65 | 0.6 | 1000
[13 empty] | 65 | 0.6 | 1000
[13 empty] | 65 | 0.6 | 1000
[13 empty] | 65 | 0.6 | 1000
[13 empty] | 65 | 0.6 | 1000
[13 empty] | 65 | 0.6 | 1000
[13 empty] | 65 | 0.6 | 1000
[13 empty] | 65 | 0.6 | 1000
[13 empty] | 65 | 0.6 | 1000
[13 empty] | 65 | 0.6 | 1000
[13 empty] | 65 | 0.6 | 1000
[13 empty] | 65 | 0.6 | 1000
[13 empty] | 65 | 0.6 | 1000
[13 empty] | 65 | 0.6 | 1000
[13 empty] | 65 | 0.6 | 1000
[13 empty] | 65 | 0.6 | 1000
[13 empty] | 65 | 0.6 | 1000
[13 empty] | 65 | 0.6 | 1000
[13 empty] | 65 | 0.6 | 1000
[13 empty] | 65 | 0.6 | 1000
[13 empty] | 65 | 0.6 | 1000
[13 empty] | 65 | 0.6 | 1000
[13 empty] | 65 | 0.6 | 1000
[13 empty] | 65 | 0.6 | 1000
[13 empty] | 65 | 0.6 | 1000
[13 empty] | 65 | 0.6 | 1000
[13 empty] | 65 | 0.6 | 1000
[13 empty] | 65 | 0.6 | 1000
[13 empty] | 65 | 0.6 | 1000
[6 empty] | 93012 | [6 empty] | 65 | 0.6 | 1000
[13 empty] | 65 | 0.6 | 1000
[13 empty] | 65 | 0.6 | 1000
[13 empty] | 65 | 0.6 | 1000
[13 empty] | 65 | 0.6 | 1000
[13 empty] | 65 | 0.6 | 1000
[13 empty] | 65 | 0.6 | 1000
[6 empty] | 92672 | [6 empty] | 65 | 0.6 | 1000
[13 empty] | 65 | 0.6 | 1000
[13 empty] | 65 | 0.6 | 1000
[13 empty] | 65 | 0.6 | 1000
[13 empty] | 65 | 0.6 | 1000
[13 empty] | 65 | 0.6 | 1000
[13 empty] | 65 | 0.6 | 1000
[13 empty] | 65 | 0.6 | 1000
[13 empty] | 65 | 0.6 | 1000
[13 empty] | 65 | 0.6 | 1000
[13 empty] | 65 | 0.6 | 1000
[13 empty] | 65 | 0.6 | 1000
[13 empty] | 65 | 0.6 | 1000
[6 empty] | 90245 | [6 empty] | 65 | 0.6 | 1000
[13 empty] | 65 | 0.6 | 1000
[6 empty] | 91761 | [6 empty] | 65 | 0.6 | 1000
[6 empty] | 92340 | [6 empty] | 65 | 0.6 | 1000
[6 empty] | 92308 | [6 empty] | 65 | 0.6 | 1000
[13 empty] | 65 | 0.6 | 1000
[13 empty] | 65 | 0.6 | 1000
[6 empty] | 92227 | [6 empty] | 65 | 0.6 | 1000
[13 empty] | 65 | 0.6 | 1000
[13 empty] | 65 | 0.6 | 1000
[6 empty] | 93021 | [6 empty] | 65 | 0.6 | 1000
[13 empty] | 65 | 0.6 | 1000
[13 empty] | 65 | 0.6 | 1000
[13 empty] | 65 | 0.6 | 1000
[6 empty] | 92550 | [6 empty] | 65 | 0.6 | 1000
[13 empty] | 65 | 0.6 | 1000
[13 empty] | 65 | 0.6 | 1000
[5 empty] | Wall Change | [7 empty] | 65 | 0.6 | 1000
[13 empty] | 65 | 0.6 | 1000
[13 empty] | 65 | 0.6 | 1000
[13 empty] | 65 | 0.6 | 1000
[13 empty] | 65 | 0.6 | 1000
[13 empty] | 65 | 0.6 | 1000
[13 empty] | 65 | 0.6 | 1000
[13 empty] | 65 | 0.6 | 1000
[6 empty] | 93263 | [6 empty] | 65 | 0.6 | 1000
[6 empty] | 91301 | [6 empty] | 65 | 0.6 | 1000
[13 empty] | 65 | 0.6 | 1000
[13 empty] | 65 | 0.6 | 1000
[13 empty] | 65 | 0.6 | 1000
[13 empty] | 65 | 0.6 | 1000
[13 empty] | 65 | 0.6 | 1000
[13 empty] | 65 | 0.6 | 1000
[13 empty] | 65 | 0.6 | 1000
[6 empty] | 93066 | [6 empty] | 65 | 0.6 | 1000
[6 empty] | 91360 | [6 empty] | 65 | 0.6 | 1000
[6 empty] | 91320 | [6 empty] | 65 | 0.6 | 1000
[6 empty] | 91361 | [6 empty] | 65 | 0.6 | 1000
[13 empty] | 65 | 0.6 | 1000
[6 empty] | 93103 | [6 empty] | 65 | 0.6 | 1000
[6 empty] | 93105 | [6 empty] | 65 | 0.6 | 1000
[6 empty] | 93108 | [6 empty] | 65 | 0.6 | 1000
[13 empty] | 65 | 0.6 | 1000

## Regulator Station Data
Portfolio 1B - 2027 Facility Expansion Model - Regulator Station Settings
(54% Storage Inventory Assumption on Peak Demand Day)
Regulator Station Name | Regulator Configuration In Portfolio 1B Hydraulic Model of 2027
| Up Node Name | Down Node Name | Regulator Station Operating Status | Discharge Pressure Set Point (psig) | Suction Pressure Set Point (psig) | Max Discharge Pressure (psig) | Max Flow (MMcfd) | Max Cv (GPM/psi) | Max Cg (MMcfd/psi)
Wide Open
Known Pd
Wide Open
Wide Open
Wide Open
Known Ps
Known Pd
Known Pd
Known Pd
Known Pd
Known Pd
Wide Open
Known Pd
Known Pd
Known Ps
Known Pd
Wide Open
Known Pd
Known Pd
Known Pd
Wide Open
Known Pd
Known Pd
Known Pd
Wide Open
Known Pd
Known Pd
Known Pd
Closed
Known Pd
Wide Open
Known Pd
Known Pd
Known Pd
Known Pd
Known Pd
Known Pd
Known Pd
Known Pd
Known Pd
Known Pd
Wide Open
Wide Open
Wide Open
Known Pd
Known Pd
Wide Open
Wide Open
Known Pd
Wide Open
Wide Open
Known Pd
Known Ps
Known Ps
Known Pd
Known Pd
Wide Open
Known Pd
Known Ps
Known Pd
Known Pd
Known Pd

## Compressor Station Data
Portfolio 1B - 2027 Expansion Facility Model - Compressor Station Settings
(54% Storage Inventory Assumption on Peak Demand Day / Excess Supply Sourced from Wheeler Ridge)
Compressor Station Name | Compressor Configuration (Steady State) In Portfolio 1B Hydraulic Model of 2027
| Up Node Name | Down Node Name | Max Discharge Pressure (psig) | Min Suction Pressure (psig) | Station Operating Status | Up Pressure (psig) | Down Pressure (psig) | Avg Flow Rate (MMscfd) | Operating Power (hp) | Max Available Power (hp) | Fuel Consumption (MMscfd)
VENTURA
BLYTHE
NNEEDLES
KELSO
SNEEDLES
NEWBERRY
ADELANTO
WHEELER
MORENO

## Hourly Demand Profiles
Portfolio 1B - 2027 Hydraulic Model - Hourly Profiles Applied to Delivery Quantities
Prorate Delivery Quantity Hourly Profiles (Prorate of Daily Quantity) | [5 empty] | Absolute Delivery Quantity Hourly Profiles (Absolute Hourly Quantity)
Profile Name | NonCore | Profile Name | CORE | GENL | SMEG | Profile Name | ACENTURY | AES_ALAM | AGUAMANS | A_DREWS | BARRE_PK | CANYNPWR | CLPKBORD | CLRWTRCG | COACHLLA | CVENRGCN | DIVISIONNAVAL | EFOXNARD | ELCENTRO | ELSEGUND | FRESNOCG | GLENARM | GOALLINE | GRAPELPK | GRAYSON | HANFORD | HARBOR | HAYNESCC | HUNT_BCH | INDIGOEN | KELCO | LADWP Harbor | LAKEONE | LONGBCH | MAGNOLIA | MCGRATH | MNTVIEW | Molson | NILAND | OLIVE | OLSCAMAR | OLSCHINO | ORANGEGR | OTAYMESA | OXNARD | PALOMAR | PIOPICO | PITCHESS | RIVERSID | ROCKGT | SCATTERGOODCC | SENTINEL | SPRINGEN | VALLEYCC | WALNTCRK | WATSONCG | Profile Name | BLYENERG
Prorate Type | Prorate | Prorate Type | Prorate | Prorate | Prorate | Prorate Type | Absolute | Absolute | Absolute | Absolute | Absolute | Absolute | Absolute | Absolute | Absolute | Absolute | Absolute | Absolute | Absolute | Absolute | Absolute | Absolute | Absolute | Absolute | Absolute | Absolute | Absolute | Absolute | Absolute | Absolute | Absolute | Absolute | Absolute | Absolute | Absolute | Absolute | Absolute | Absolute | Absolute | Absolute | Absolute | Absolute | Absolute | Absolute | Absolute | Absolute | Absolute | Absolute | Absolute | Absolute | Absolute | Absolute | Absolute | Absolute | Absolute | Absolute | Prorate Type | Absolute
Length | 24 Hour | Length | 24 Hour | 24 Hour | 24 Hour | Length | 24 Hour | 24 Hour | 24 Hour | 24 Hour | 24 Hour | 24 Hour | 24 Hour | 24 Hour | 24 Hour | 24 Hour | 24 Hour | 24 Hour | 24 Hour | 24 Hour | 24 Hour | 24 Hour | 24 Hour | 24 Hour | 24 Hour | 24 Hour | 24 Hour | 24 Hour | 24 Hour | 24 Hour | 24 Hour | 24 Hour | 24 Hour | 24 Hour | 24 Hour | 24 Hour | 24 Hour | 24 Hour | 24 Hour | 24 Hour | 24 Hour | 24 Hour | 24 Hour | 24 Hour | 24 Hour | 24 Hour | 24 Hour | 24 Hour | 24 Hour | 24 Hour | 24 Hour | 24 Hour | 24 Hour | 24 Hour | 24 Hour | 24 Hour | Length | 24 Hour
[6 empty] | Property | InFlow Set Point (MMscfd) | InFlow Set Point (MMscfd) | InFlow Set Point (MMscfd) | InFlow Set Point (MMscfd) | InFlow Set Point (MMscfd) | InFlow Set Point (MMscfd) | InFlow Set Point (MMscfd) | InFlow Set Point (MMscfd) | InFlow Set Point (MMscfd) | InFlow Set Point (MMscfd) | InFlow Set Point (MMscfd) | InFlow Set Point (MMscfd) | InFlow Set Point (MMscfd) | InFlow Set Point (MMscfd) | InFlow Set Point (MMscfd) | InFlow Set Point (MMscfd) | InFlow Set Point (MMscfd) | InFlow Set Point (MMscfd) | InFlow Set Point (MMscfd) | InFlow Set Point (MMscfd) | InFlow Set Point (MMscfd) | InFlow Set Point (MMscfd) | InFlow Set Point (MMscfd) | InFlow Set Point (MMscfd) | InFlow Set Point (MMscfd) | InFlow Set Point (MMscfd) | InFlow Set Point (MMscfd) | InFlow Set Point (MMscfd) | InFlow Set Point (MMscfd) | InFlow Set Point (MMscfd) | InFlow Set Point (MMscfd) | InFlow Set Point (MMscfd) | InFlow Set Point (MMscfd) | InFlow Set Point (MMscfd) | InFlow Set Point (MMscfd) | InFlow Set Point (MMscfd) | InFlow Set Point (MMscfd) | InFlow Set Point (MMscfd) | InFlow Set Point (MMscfd) | InFlow Set Point (MMscfd) | InFlow Set Point (MMscfd) | InFlow Set Point (MMscfd) | InFlow Set Point (MMscfd) | InFlow Set Point (MMscfd) | InFlow Set Point (MMscfd) | InFlow Set Point (MMscfd) | InFlow Set Point (MMscfd) | InFlow Set Point (MMscfd) | InFlow Set Point (MMscfd) | InFlow Set Point (MMscfd) | Property | InFlow Set Point (MMscfd)
00:00 | 0.5 | 00:00 | 0.85848 | 0.775 | 0.5
05:57 | 0.5 | 01:00 | 0.8292 | 0.778 | 0.5
06:00 | 1.5 | 02:00 | 0.79872 | 0.802 | 0.5
17:57 | 1.5 | 03:00 | 0.84336 | 0.852 | 0.5
18:00 | 0.5 | 04:00 | 0.8688 | 0.97 | 0.5
|  | 05:00 | 0.86736 | 1.198 | 0.5
|  | 06:00 | 1.0939 | 1.416 | 1.5
|  | 07:00 | 1.6073 | 1.5 | 1.5
|  | 08:00 | 1.728 | 1.373 | 1.5
|  | 09:00 | 1.4635 | 1.183 | 1.5
|  | 10:00 | 1.147 | 0.996 | 1.5
|  | 11:00 | 0.8484 | 0.881 | 1.5
|  | 12:00 | 0.79968 | 0.785 | 1.5
|  | 13:00 | 0.72432 | 0.727 | 1.5
|  | 14:00 | 0.70608 | 0.696 | 1.5
|  | 15:00 | 0.672 | 0.718 | 1.5
|  | 16:00 | 0.702 | 0.938 | 1.5
|  | 17:00 | 0.84288 | 1.018 | 1.5
|  | 18:00 | 1.062 | 1.058 | 0.5
|  | 19:00 | 1.2058 | 1.094 | 0.5
|  | 20:00 | 1.195 | 1.164 | 0.5
|  | 21:00 | 1.1239 | 1.14 | 0.5
|  | 22:00 | 1.104 | 1.126 | 0.5
|  | 23:00 | 0.9084 | 0.814 | 0.5

## 2027 Model Results
Portfolio 1B - Hydraulic Model Results - 2027 Scenario (54% Storage Inventory on Peak Day Assumption)
2027 Base Hydraulic Model
[9 empty] | Steady State Results |  | Transient Results
Model Meter Name | Model Node NAME | Type of Supply | Zip Code |  | Receipt Point / Storage | Map Area | Node MinOp | Node MAOP | Volume (MMcfd) | Pressure (psig) | Min Pressure (psig) | Max Pressure (psig)
|  | Pipeline |  |  | Ehrenburg | Southern Zone |  |  | 980
|  | Pipeline |  |  | North Needles | Northern Zone |  |  | 485
|  | Pipeline |  |  | Topock | Northern Zone |  |  | 500
|  | Pipeline |  |  | Wheeler Ridge | Wheeler Ridge Zone |  |  | 1122
|  | Pipeline |  |  | Kramer Junction | Northern Zone |  |  | 525
|  | Pipeline |  |  | Otay Mesa | Southern Zone |  |  | 50
|  | Storage |  |  | Goletano Storage | Coastal Zone |  |  | 173
|  | Storage |  |  | DelRey Storage | LA Basin |  |  | 114
|  | Storage |  |  | Honor Rancho Storage Field | Line 85 Zone |  |  | 514.4923
|  | Storage |  |  | Aliso Canyon | LA Basin |  |  | 0
|  | Production |  |  | Local Production | San Joaquin Valley |  |  | 70
Total Receipts | [8 empty] | 4533.4923
2035 Base Hydraulic Model
[9 empty] | Steady State Results |  | Transient Results
Model Meter Name | Model Node NAME | Type of Load | Zip Code | EIA Code | Electric Generation Facility | Map Area | Node MinOp | Node MAOP | Volume (MMcfd) | Pressure (psig) | Min Pressure (psig) | Max Pressure (psig)
|  | Core | 92340 |  |  | Northern Zone
|  | Core | 92308 |  |  | Northern Zone
|  | Wholesale | 92308 |  |  | Northern Zone
|  | EG1 |  | 55698 | Hanford Energy Park Peaker | San Joaquin Valley
|  | EG2 |  | 58122 | Delano Energy Center | San Joaquin Valley
|  | Core | 92301 |  |  | Northern Zone
|  | Core | 91030 |  |  | LA Basin
|  | EG1 | 91030 | 420 | Broadway | LA Basin
|  | EG2 | 91030 | 422 | Glenarm | LA Basin
|  | NonCore | 91030 |  |  | LA Basin
|  | SMEG | 91030 | 62458 | Ratkovich Alhambra | LA Basin
|  | CORE | 92201 |  |  | Southern Zone (5000, 2000, 2001)
|  | EG1 | 92201 | 6060 | Coachella | Southern Zone (5000, 2000, 2001)
|  | NonCore | 92201 |  |  | Southern Zone (5000, 2000, 2001)
|  | SMEG | 92201 |  |  | Southern Zone (5000, 2000, 2001)
|  | Core | 92210 |  |  | Southern Zone (5000, 2000, 2001)
|  | NonCore | 92210 |  |  | Southern Zone (5000, 2000, 2001)
|  | SMEG | 92210 |  |  | Southern Zone (5000, 2000, 2001)
|  | Core | 92234 |  |  | Southern Zone (5000, 2000, 2001)
|  | NONCORE | 92234 |  |  | Southern Zone (5000, 2000, 2001)
|  | SMEG | 92234 |  |  | Southern Zone (5000, 2000, 2001)
|  | Core | 92230 |  |  | Southern Zone (5000, 2000, 2001)
|  | EGQUICK | 92230 | 57482 | Sentinel Energy Center, LLC | Southern Zone (5000, 2000, 2001)
|  | NONCORE | 92230 |  |  | Southern Zone (5000, 2000, 2001)
|  | SMEG | 92230 | 50674 | Municipal Cogen Plant | Southern Zone (5000, 2000, 2001)
|  | Core | 92555 |  |  | Southern Zone (5000, 2000, 2001)
|  | NONCORE | 92555 |  |  | Southern Zone (5000, 2000, 2001)
|  | Core | 92506 |  |  | Southern Zone (5000, 2000, 2001)
|  | NONCORE | 92506 |  |  | Southern Zone (5000, 2000, 2001)
|  | SMEG | 92506 |  |  | Southern Zone (5000, 2000, 2001)
|  | Core | 92879 |  |  | Southern Zone (5000, 2000, 2001)
|  | NONCORE | 92879 |  |  | Southern Zone (5000, 2000, 2001)
|  | SMEG | 92879 |  |  | Southern Zone (5000, 2000, 2001)
|  | Core | 92503 |  |  | Southern Zone (5000, 2000, 2001)
|  | EG1 | 92503 | 56356 | Clearwater Power Plant | Southern Zone (5000, 2000, 2001)
|  | EG2 | 92503 | 10635 | Corona Energy Partners, Ltd | Southern Zone (5000, 2000, 2001)
|  | NONCORE | 92503 |  |  | Southern Zone (5000, 2000, 2001)
|  | SMEG | 92503 |  |  | Southern Zone (5000, 2000, 2001)
|  | Core | 92823 |  |  | LA Basin
|  | Core | 92220 |  |  | Southern Zone (5000, 2000, 2001)
|  | Core | 92373 |  |  | Southern Zone (5000, 2000, 2001)
|  | NONCORE | 92373 |  |  | Southern Zone (5000, 2000, 2001)
|  | SMEG | 92373 | 58168 | Energy Center | Southern Zone (5000, 2000, 2001)
|  | Core | 92313 |  |  | Southern Zone (5000, 2000, 2001)
|  | EG1 | 92313 | 55934 | Century Generating Facility | Southern Zone (5000, 2000, 2001)
|  | EG2 | 92313 | 56144 | Springs Generating Station | Southern Zone (5000, 2000, 2001)
|  | NONCORE | 92313 |  |  | Southern Zone (5000, 2000, 2001)
|  | SMEG | 92313 |  |  | Southern Zone (5000, 2000, 2001)
|  | Core | 91752 |  |  | Southern Zone (5000, 2000, 2001)
|  | EG1 | 91752 | 56143 | Riverside Energy Resource Center | Southern Zone (5000, 2000, 2001)
|  | NONCORE | 91752 |  |  | Southern Zone (5000, 2000, 2001)
|  | SMEG | 91752 |  |  | Southern Zone (5000, 2000, 2001)
|  | Core | 92318 |  |  | Southern Zone (5000, 2000, 2001)
|  | EG2 | 92318 | 50850 | OLS Energy - Chino | Southern Zone (5000, 2000, 2001)
|  | EG1 | 92318 | 55951 | Agua Mansa Power Plant | Southern Zone (5000, 2000, 2001)
|  | Core | 91702 |  |  | LA Basin
|  | NONCORE | 91702 |  |  | LA Basin
|  | SMEG | 91702 |  |  | LA Basin
|  | Core | 92258 |  |  | Southern Zone (5000, 2000, 2001)
|  | Core | 91711 |  |  | LA Basin
|  | Core | 91708 |  |  | LA Basin
|  | NONCORE | 91708 |  |  | LA Basin
|  | SMEG | 91708 |  |  | LA Basin
|  | Core | 92225 |  |  | Southern Zone (5000, 2000, 2001)
|  | EG1 | 92225 | 55295 | Blythe Energy Inc. | Southern Zone (5000, 2000, 2001)
|  | NONCORE | 92225 |  |  | Southern Zone (5000, 2000, 2001)
|  | SMEG | 92225 |  |  | Southern Zone (5000, 2000, 2001)
|  | Core | 92821 |  |  | LA Basin
|  | NONCORE | 92821 |  |  | LA Basin
|  | Core | 93105 |  |  | Coastal Zone (East of La Goleta)
|  | NONCORE | 93105 |  |  | Coastal Zone (East of La Goleta)
|  | Core | 93108 |  |  | Coastal Zone (East of La Goleta)
|  | Core | 93022 |  |  | Coastal Zone (East of La Goleta)
|  | Core | 93067 |  |  | Coastal Zone (East of La Goleta)
|  | Core | 93013 |  |  | Coastal Zone (East of La Goleta)
|  | SMEG | 93013 |  |  | Coastal Zone (East of La Goleta)
|  | Core | 93015 |  |  | Coastal Zone (East of La Goleta)
|  | Refinery |  |  | Chevron El Segundo Refinery | LA Basin
|  | EG1 |  | 8076 | Ellwood | Coastal Zone (West of La Goleta)
|  | Core | 93010 |  |  | Coastal Zone (East of La Goleta)
|  | NONCORE | 93010 |  |  | Coastal Zone (East of La Goleta)
|  | SMEG | 93010 | 57585 | Oxnard Paper Mill | Coastal Zone (East of La Goleta)
|  | Core | 93021 |  |  | Coastal Zone (East of La Goleta)
|  | NONCORE | 93021 |  |  | Coastal Zone (East of La Goleta)
|  | SMEG | 93021 |  |  | Coastal Zone (East of La Goleta)
|  | Core | 91301 |  |  | Coastal Zone (East of La Goleta)
|  | SMEG | 91301 |  |  | Coastal Zone (East of La Goleta)
|  | Core | 91360 |  |  | Coastal Zone (East of La Goleta)
|  | NONCORE | 91360 |  |  | Coastal Zone (East of La Goleta)
|  | Core | 91320 |  |  | Coastal Zone (East of La Goleta)
|  | NONCORE | 91320 |  |  | Coastal Zone (East of La Goleta)
|  | SMEG | 91320 |  |  | Coastal Zone (East of La Goleta)
|  | Core | 91361 |  |  | Coastal Zone (East of La Goleta)
|  | Core | 90723 |  |  | LA Basin
|  | SMEG | 90723 |  |  | LA Basin
|  | NONCORE | 90723 |  |  | LA Basin
|  | Refinery | 90723 |  | Valero Wilmington Asphalt Refinery | LA Basin
|  | Core | 93201 |  |  | Wheeler Ridge Zone
|  | EOR | 93201 |  |  | Wheeler Ridge Zone
|  | NONCORE | 93201 |  |  | Wheeler Ridge Zone
|  | SMEG | 93201 | 58122 | Delano Energy Center | Wheeler Ridge Zone
|  | Core | 91046 |  |  | LA Basin
|  | EG1 | 91046 | 6013 | Olive | LA Basin
|  | SMEG | 91046 |  |  | LA Basin
|  | Core | 90004 |  |  | LA Basin
|  | NonCore | 90004 |  |  | LA Basin
|  | SMEG | 90004 | 62571 | Disney Prospect | LA Basin
|  | EG1 |  | 10213 | El Segundo Cogen. | LA Basin
|  | EGQUICK |  | 59002 | Carlsbad Energy Center | Southern Zone
|  | SDG NC | 92102 |  |  | Southern Zone (San Diego)
|  | SDGCore | 92102 |  |  | Southern Zone (San Diego)
|  | SDGCore | 92114 |  |  | Southern Zone (San Diego)
|  | SDGCore | 92040 |  |  | Southern Zone (San Diego)
|  | SMEG | 92020 | 57001 | El Cajon Energy Center | Southern Zone (San Diego)
|  | SDG NC | 92020 |  |  | Southern Zone (San Diego)
|  | SDGCore | 92020 |  |  | Southern Zone (San Diego)
|  | SDG NC | 92019 |  |  | Southern Zone (San Diego)
|  | SDGCore | 92019 |  |  | Southern Zone (San Diego)
|  | EG1 | 91901 | 55512 | Cuyamaca Peak Energy Plant | Southern Zone (San Diego)
|  | SDGCore | 91901 |  |  | Southern Zone (San Diego)
|  | EG1 | 92154 | 55540 | Chula Vista Energy Center | Southern Zone (San Diego)
|  | SDG NC | 92154 |  |  | Southern Zone (San Diego)
|  | SDGCore | 92154 |  |  | Southern Zone (San Diego)
|  | SDGCore | 91977 |  |  | Southern Zone (San Diego)
|  | SMEG | 91941 | 10115 | Grossmont Hospital | Southern Zone (San Diego)
|  | SDG NC | 91941 |  |  | Southern Zone (San Diego)
|  | SDGCore | 91941 |  |  | Southern Zone (San Diego)
|  | SDG NC | 91945 |  |  | Southern Zone (San Diego)
|  | SDGCore | 91945 |  |  | Southern Zone (San Diego)
|  | SDG NC | 91950 |  |  | Southern Zone (San Diego)
|  | SDGCore | 91950 |  |  | Southern Zone (San Diego)
|  | EGQUICK |  | 52147 | CP Kelco San Diego Plant | Southern Zone (San Diego)
|  | EG2 |  | 50963 | Naval Hospital Medical Center | Southern Zone (San Diego)
|  | SDG NC | 91910 |  |  | Southern Zone (San Diego)
|  | SDGCore | 91910 |  |  | Southern Zone (San Diego)
|  | SDGCore | 91932 |  |  | Southern Zone (San Diego)
|  | SDGCore | 92173 |  |  | Southern Zone (San Diego)
|  | SMEG | 91915 | 54936 | Richard J Donavan Correctional Facility | Southern Zone (San Diego)
|  | SDG NC | 91915 |  |  | Southern Zone (San Diego)
|  | SDGCore | 91915 |  |  | Southern Zone (San Diego)
|  | SMEG | 92101 | 54337 | NRG Energy San Diego | Southern Zone (San Diego)
|  | SDG NC | 92101 |  |  | Southern Zone (San Diego)
|  | SDGCore | 92101 |  |  | Southern Zone (San Diego)
|  | SDGCore | 91935 |  |  | Southern Zone (San Diego)
|  | SDGCore | 91902 |  |  | Southern Zone (San Diego)
|  | SDG NC | 92106 |  |  | Southern Zone (San Diego)
|  | SDGCore | 92106 |  |  | Southern Zone (San Diego)
|  | SDG NC | 92103 |  |  | Southern Zone (San Diego)
|  | SDGCore | 92103 |  |  | Southern Zone (San Diego)
|  | Core | 92317 |  |  | Northern Zone (Line 4002)
|  | NONCORE | 92317 |  |  | Northern Zone (Line 4002)
|  | SMEG | 92317 | 59800 | Amazon San Bernadino | Northern Zone (Line 4002)
|  | Core | 92341 |  |  | Northern Zone (Line 4002)
|  | SMEG | 92341 | 10206 | Loma Linda University Cogen | Northern Zone (Line 4002)
|  | Core | 93401 |  |  | Coastal Zone (West of La Goleta)
|  | EOR | 93401 | 50623 | Gaviota Oil Plant | Coastal Zone (West of La Goleta)
|  | NonCore | 93401 |  |  | Coastal Zone (West of La Goleta)
|  | Refinery | 93401 |  | Greka Energy, Santa Maria Refinery | Coastal Zone (West of La Goleta)
|  | SMEG | 93401 |  |  | Coastal Zone (West of La Goleta)
|  | Core | 93103 |  |  | Coastal Zone (West of La Goleta)
|  | NONCORE | 93103 |  |  | Coastal Zone (West of La Goleta)
|  | SMEG | 93103 |  |  | Coastal Zone (West of La Goleta)
|  | Core | 93309 |  |  | Wheeler Ridge Zone
|  | SMEG | 93309 |  |  | Wheeler Ridge Zone
|  | Core | 90005 |  |  | LA Basin
|  | NonCore | 90005 |  |  | LA Basin
|  | SMEG | 90005 |  |  | LA Basin
|  | Core | 92227 |  |  | Southern Zone (5000, 2000, 2001)
|  | EG1 | 92227 | 389 | El Centro Hybrid | Southern Zone (5000, 2000, 2001)
|  | EG2 | 92227 | 56569 | Niland Gas Turbine Plant | Southern Zone (5000, 2000, 2001)
|  | EG3 | 92227 | 7824 | Rockwood | Southern Zone (5000, 2000, 2001)
|  | NONCORE | 92227 |  |  | Southern Zone (5000, 2000, 2001)
|  | SMEG | 92227 | 58914 | MGAGCC Cogen Plant | Southern Zone (5000, 2000, 2001)
|  | Wholesale | 92227 |  |  | Southern Zone (5000, 2000, 2001)
|  | EG1 |  | 62115 | AES Alamitos LLC | LA Basin
|  | EG3 |  | 400 | LADWP Haynes Gen | LA Basin
|  | EGQUICK |  |  |  | LA Basin
|  | EG2 |  |  |  | LA Basin
|  | Core | 92646 |  |  | LA Basin
|  | EG1 | 92646 | 62116 | AES Huntington Beach Energy Project | LA Basin
|  | SMEG | 92646 |  |  | LA Basin
|  | Core | 90245 |  |  | LA Basin
|  | NONCORE | 90245 |  |  | LA Basin
|  | SMEG | 90245 | 62704 | Equinix Douglas St. Fuel Cell | LA Basin
|  | Core | 93255 |  |  | Wheeler Ridge Zone
|  | NONCORE | 93255 |  |  | Wheeler Ridge Zone
|  | Core | 90620 |  |  | LA Basin
|  | NONCORE | 90620 |  |  | LA Basin
|  | SMEG | 90620 | 60698 | Stanton Energy Reliability Center Hybrid | LA Basin
|  | Core | 90623 |  |  | LA Basin
|  | NONCORE | 90623 |  |  | LA Basin
|  | SMEG | 90623 | 54296 | Biola University Hybrid | LA Basin
|  | Core | 90706 |  |  | LA Basin
|  | NONCORE | 90706 |  |  | LA Basin
|  | SMEG | 90706 |  |  | LA Basin
|  | Core | 90804 |  |  | LA Basin
|  | Core | 90242 |  |  | LA Basin
|  | NONCORE | 90242 |  |  | LA Basin
|  | SMEG | 90242 |  |  | LA Basin
|  | Wholesale | 90242 |  |  | LA Basin
|  | Core | 92861 |  |  | LA Basin
|  | NONCORE | 92861 |  |  | LA Basin
|  | SMEG | 92861 |  |  | LA Basin
|  | Core | 92868 |  |  | LA Basin
|  | NONCORE | 92868 |  |  | LA Basin
|  | SMEG | 92868 | 60120 | UCI Fuel Cell | LA Basin
|  | Core | 92807 |  |  | LA Basin
|  | NONCORE | 92807 |  |  | LA Basin
|  | SMEG | 92807 |  |  | LA Basin
|  | Core | 92603 |  |  | LA Basin
|  | EOR | 92603 |  |  | LA Basin
|  | NONCORE | 92603 |  |  | LA Basin
|  | SMEG | 92603 | 62573 | ATT Kelvin | LA Basin
|  | EG1 |  | 56474 | Barre Peaker | LA Basin
|  | Core | 92703 |  |  | LA Basin
|  | NONCORE | 92703 |  |  | LA Basin
|  | SMEG | 92703 |  |  | LA Basin
|  | Core | 92647 |  |  | LA Basin
|  | NONCORE | 92647 |  |  | LA Basin
|  | SMEG | 92647 |  |  | LA Basin
|  | Core | 90720 |  |  | LA Basin
|  | NONCORE | 90720 |  |  | LA Basin
|  | SMEG | 90720 |  |  | LA Basin
|  | Wholesale |  |  |  | LA Basin
|  | Refinery |  |  | Valero Wilmington Refinery | LA Basin
|  | EG1 |  | 399 | LADWP Harbor Generation Station | LA Basin
|  | Core | 90010 |  |  | LA Basin
|  | Core | 91331 |  |  | LA Basin
|  | NONCORE | 91331 |  |  | LA Basin
|  | SMEG | 91331 |  |  | LA Basin
|  | Core | 91040 |  |  | LA Basin
|  | NONCORE | 91040 |  |  | LA Basin
|  | SMEG | 91040 |  |  | LA Basin
|  | Core | 90094 |  |  | LA Basin
|  | SMEG | 90094 |  |  | LA Basin
|  | Core | 90045 |  |  | LA Basin
|  | NONCORE | 90045 |  |  | LA Basin
|  | SMEG | 90045 | 62705 | Equinix Maple Ave. Fuel Cell | LA Basin
|  | Core | 90247 |  |  | LA Basin
|  | NONCORE | 90247 |  |  | LA Basin
|  | SMEG | 90247 |  |  | LA Basin
|  | Core | 90254 |  |  | LA Basin
|  | NONCORE | 90254 |  |  | LA Basin
|  | Refinery | 90254 |  | PBF Energy, Torrance Refinery | LA Basin
|  | SMEG | 90254 |  |  | LA Basin
|  | Core | 90034 |  |  | LA Basin
|  | EG1 | 90034 | 50541 | Harbor Cogen | LA Basin
|  | NONCORE | 90034 |  |  | LA Basin
|  | Core | 90745 |  |  | LA Basin
|  | EG1 | 90745 | 50216 | Watson Cogeneration | LA Basin
|  | NonCore | 90745 |  |  | LA Basin
|  | SMEG | 90745 |  |  | LA Basin
|  | Core | 90008 |  |  | LA Basin
|  | Core | 91335 |  |  | LA Basin
|  | Core | 90275 |  |  | LA Basin
|  | NONCORE | 90275 |  |  | LA Basin
|  | SMEG | 90275 |  |  | LA Basin
|  | EOR |  |  |  | San Joaquin Valley
|  | Core | 91748 |  |  | San Joaquin Valley
|  | NONCORE | 91748 |  |  | San Joaquin Valley
|  | SMEG | 91748 |  |  | LA Basin
|  | Core | 90604 |  |  | LA Basin
|  | NONCORE | 90604 |  |  | LA Basin
|  | SMEG | 90604 |  |  | LA Basin
|  | Core | 90601 |  |  | LA Basin
|  | NONCORE | 90601 |  |  | LA Basin
|  | SMEG | 90601 |  |  | LA Basin
|  | Core | 90022 |  |  | LA Basin
|  | NONCORE | 90022 |  |  | LA Basin
|  | SMEG | 90022 | 56041 | Malburg | LA Basin
|  | Core | 90241 |  |  | LA Basin
|  | EG1 | 90241 | 56475 | SCE Center Peaker | LA Basin
|  | SMEG | 90241 |  |  | LA Basin
|  | EG1 |  | 57515 | Walnut Creek Energy Park | LA Basin
|  | Core | 91006 |  |  | LA Basin
|  | NONCORE | 91006 |  |  | LA Basin
|  | SMEG | 91006 | 10262 | California Institute of Technology | LA Basin
|  | Core | 90640 |  |  | LA Basin
|  | NONCORE | 90640 |  |  | LA Basin
|  | Core | 90001 |  |  | LA Basin
|  | NONCORE | 90001 |  |  | LA Basin
|  | Refinery | 90001 |  | Phillips 66 Wilmington | LA Basin
|  | SMEG | 90001 | 58058 | Paramount Refinery | LA Basin
|  | Core | 90003 |  |  | LA Basin
|  | NONCORE | 90003 |  |  | LA Basin
|  | Core | 90018 |  |  | LA Basin
|  | NONCORE | 90018 |  |  | LA Basin
|  | SMEG | 90018 |  |  | LA Basin
|  | Core | 90007 |  |  | LA Basin
|  | NONCORE | 90007 |  |  | LA Basin
|  | Core | 90002 |  |  | LA Basin
|  | NONCORE | 90002 |  |  | LA Basin
|  | Core | 90059 |  |  | LA Basin
|  | NONCORE | 90059 |  |  | LA Basin
|  | SMEG | 90059 | 10169 | Carson Cogeneration | LA Basin
|  | Core | 91405 |  |  | LA Basin
|  | NONCORE | 91405 |  |  | LA Basin
|  | SMEG | 91405 | 62574 | Att Van Nuys | LA Basin
|  | Core | 91601 |  |  | LA Basin
|  | NONCORE | 91601 |  |  | LA Basin
|  | SMEG | 91601 |  |  | LA Basin
|  | Core | 91502 |  |  | LA Basin
|  | EG2 | 91502 | 56046 | SCPPA - Magnolia | LA Basin
|  | EG4 | 91502 | 408 | LADWP Valley | LA Basin
|  | EG1 | 91502 | 7987 | Lake One | LA Basin
|  | NonCore | 91502 |  |  | LA Basin
|  | Core | 91202 |  |  | LA Basin
|  | EG1 | 91202 | 377 | Grayson | LA Basin
|  | NONCORE | 91202 |  |  | LA Basin
|  | Core | 91001 |  |  | LA Basin
|  | Core | 90041 |  |  | LA Basin
|  | SMEG | 90041 |  |  | LA Basin
|  | Core | 91330 |  |  | LA Basin
|  | NONCORE | 91330 |  |  | LA Basin
|  | SMEG | 91330 |  |  | LA Basin
|  | Core | 91321 |  |  | LA Basin
|  | EOR | 91321 | 52096 | Berry Placerita Cogen | LA Basin
|  | SMEG | 91321 |  |  | LA Basin
|  | NONCORE | 91321 |  |  | LA Basin
|  | EG1 |  | 57122 | UCI Facilities Management Central Plant | LA Basin
|  | EG2 |  | 57027 | Canyon Power | LA Basin
|  | Core | 93204 |  |  | San Joaquin Valley
|  | Core | 93224 |  |  | San Joaquin Valley
|  | EOR | 93224 |  |  | San Joaquin Valley
|  | NONCORE | 93224 |  |  | San Joaquin Valley
|  | Core | 90744 |  |  | LA Basin
|  | NONCORE | 90744 |  |  | LA Basin
|  | SMEG | 90744 | 63285 | Valero Wilmington Cogeneration Plant | LA Basin
|  | EG1 |  | 55807 | Henrietta Peaker | San Joaquin Valley
|  | Core | 93268 |  |  | Wheeler Ridge Zone
|  | EOR | 93268 |  |  | Wheeler Ridge Zone
|  | NONCORE | 93268 |  |  | Wheeler Ridge Zone
|  | Core | 91306 |  |  | LA Basin
|  | NONCORE | 91306 |  |  | LA Basin
|  | SMEG | 91306 |  |  | LA Basin
|  | Core | 91316 |  |  | LA Basin
|  | Core | 91303 |  |  | LA Basin
|  | NONCORE | 91303 |  |  | LA Basin
|  | SMEG | 91303 |  |  | LA Basin
|  | Core | 91770 |  |  | LA Basin
|  | NONCORE | 91770 |  |  | LA Basin
|  | SMEG | 91770 |  |  | LA Basin
|  | EG1 |  | 55510 | CalPeak Power Border Peaker Plant | Southern Zone (San Diego)
|  | EG2 |  | 55542 | Larkspur Energy Facility | Southern Zone (San Diego)
|  | Core | 93001 |  |  | Southern Zone (San Diego)
|  | EG1 | 93001 | 10776 | E F Oxnard Energy Facility | Southern Zone (San Diego)
|  | EG4 | 93001 | 50851 | CSUCI Site Authority | Southern Zone (San Diego)
|  | EG5 | 93001 | 50464 | Oxnard | Southern Zone (San Diego)
|  | EOR | 93001 |  |  | Southern Zone (San Diego)
|  | EG3 | 93001 | 56471 | McGrath Peaker | Southern Zone (San Diego)
|  | EG2 | 93001 | 345 | Mandalay | Southern Zone (San Diego)
|  | NONCORE | 93001 |  |  | Southern Zone (San Diego)
|  | Core | 91761 |  |  | Northern Zone
|  | NONCORE | 91761 |  |  | Northern Zone
|  | Refinery | 91761 |  | Lunday Thagard, South Gate Refinery | Northern Zone
|  | SMEG | 91761 | 56473 | Mira Loma Peaker | Northern Zone
|  | Core | 92544 |  |  | Southern Zone (5000, 2000, 2001)
|  | NONCORE | 92544 |  |  | Southern Zone (5000, 2000, 2001)
|  | SMEG | 92544 |  |  | Southern Zone (5000, 2000, 2001)
|  | Core | 91351 |  |  | Wheeler Ridge Zone / Northern Zone
|  | NONCORE | 91351 |  |  | Wheeler Ridge Zone / Northern Zone
|  | SMEG | 91351 |  |  | Wheeler Ridge Zone / Northern Zone
|  | SMEG |  | 56346 | Bear Valley Power Plant | Northern Zone
|  | CORE | 91701 |  |  | Northern Zone / Southern Zone
|  | EG2 | 91701 | 358 | Mountainview Generating Station | Northern Zone / Southern Zone
|  | EG1 | 91701 | 56472 | Grapeland Hybrid | Northern Zone / Southern Zone
|  | NonCore | 91701 |  |  | Northern Zone / Southern Zone
|  | Refinery | 91701 |  | Lunday Thugard Meter 2 | Northern Zone / Southern Zone
|  | SMEG | 91701 | 59804 | Starbucks - Evolution Fresh | Northern Zone / Southern Zone
|  | Core | 91762 |  |  | Northern Zone / Southern Zone
|  | EG2 | 91762 | 10427 | New Indy Ontario Mill | Northern Zone / Southern Zone
|  | EG1 | 91762 | 55935 | Drews Generating Facility | Northern Zone / Southern Zone
|  | NONCORE | 91762 |  |  | Northern Zone / Southern Zone
|  | SMEG | 91762 | 50234 | San Antonion Regional Hospital | Northern Zone / Southern Zone
|  | Core | 92335 |  |  | Northern Zone / Southern Zone
|  | NONCORE | 92335 |  |  | Northern Zone / Southern Zone
|  | SMEG | 92335 | 57544 | Cal State University San Bernadino FCO1 | Northern Zone / Southern Zone
|  | Core | 92327 |  |  | Northern Zone
|  | Core | 93206 |  |  | Wheeler Ridge Zone
|  | NONCORE | 93206 |  |  | Wheeler Ridge Zone
|  | SMEG | 93206 |  |  | Wheeler Ridge Zone
|  | SMEG |  | 10685 | Westend Facility | Northern Zone
|  | Wholesale |  |  |  | Northern Zone
|  | Core | 92371 |  |  | Northern Zone
|  | Core | 93263 |  |  | Wheeler Ridge Zone
|  | NONCORE | 93263 |  |  | Wheeler Ridge Zone
|  | Refinery | 93263 |  | San Joaqin Refining Company | Wheeler Ridge Zone
|  | SMEG | 93263 |  |  | Wheeler Ridge Zone
|  | EG2 |  | 10427 | New-Indy Ontario Mall | Coastal Zone (East of La Goleta)
|  | EG1 |  | 350 | Ormond Beach | Coastal Zone (East of La Goleta)
|  | EG1 |  | 55345 | Otay Mesa Generating Project | Southern Zone
|  | EGQUICK |  | 57555 | Pio Pico Energy Center | Southern Zone
|  | EG3 |  | 55985 | Palomar Energy | Southern Zone (San Diego)
|  | EG1 |  | 55513 | CalPeak Power Enterprise Peaker Plant | LA Basin
|  | Core | 92805 |  |  | LA Basin
|  | NONCORE | 92805 |  |  | LA Basin
|  | SMEG | 92805 | 62698 | Kaiser East La Palma Ave. Fuel Cell | LA Basin
|  | Core | 91706 |  |  | LA Basin
|  | NONCORE | 91706 |  |  | LA Basin
|  | SMEG | 91706 |  |  | LA Basin
|  | EGQUICK |  | 58056 | MolsonCoors Irwindale Brewery | LA Basin
|  | Core | 93257 |  |  | Wheeler Ridge Zone
|  | NONCORE | 93257 |  |  | Wheeler Ridge Zone
|  | SMEG | 93257 |  |  | Wheeler Ridge Zone
|  | Core | 93212 |  |  | Wheeler Ridge Zone
|  | NONCORE | 93212 |  |  | Wheeler Ridge Zone
|  | SMEG | 93212 |  |  | Wheeler Ridge Zone
|  | Core | 93662 |  |  | Wheeler Ridge Zone
|  | NONCORE | 93662 |  |  | Wheeler Ridge Zone
|  | Core | 93250 |  |  | Wheeler Ridge Zone
|  | NONCORE | 93250 |  |  | Wheeler Ridge Zone
|  | Core | 93202 |  |  | Line 85 Zone
|  | EG1 | 93202 | 10156 | Fresno Cogen Partners | Line 85 Zone
|  | EG2 | 93202 | 10294 | King City Power Plant | Line 85 Zone
|  | NONCORE | 93202 |  |  | Line 85 Zone
|  | SMEG | 93202 |  |  | Line 85 Zone
|  | Core | 93266 |  |  | Line 85 Zone
|  | EG1 |  | 356 | AES Redondo Beach LLC | LA Basin
|  | Core | 93251 |  |  | Line 85 Zone
|  | SMEG | 93251 |  |  | Line 85 Zone
|  | NONCORE | 93251 |  |  | Line 85 Zone
|  | EG1 |  | 341 | Long Beach Generation, LLC | LA Basin
|  | EG2 |  | 57901 | El Segundo Energy Center | LA Basin
|  | Refinery |  |  | Marathon Carson Refinery | LA Basin
|  | Core | 92602 |  |  | LA Basin
|  | NONCORE | 92602 |  |  | LA Basin
|  | SMEG | 92602 |  |  | LA Basin
|  | Core | 91354 |  |  | Coastal Zone
|  | NONCORE | 91354 |  |  | Coastal Zone
|  | SMEG | 91354 |  |  | Coastal Zone
|  | Core | 91381 |  |  | Coastal Zone
|  | Core | 92584 |  |  | Southern Zone
|  | Core | 92587 |  |  | Southern Zone
|  | Core | 92530 |  |  | Southern Zone
|  | NONCORE | 92530 |  |  | Southern Zone
|  | SMEG | 92530 |  |  | Southern Zone
|  | Core | 92590 |  |  | Southern Zone
|  | NONCORE | 92590 |  |  | Southern Zone
|  | SMEG | 92590 |  |  | Southern Zone
|  | Core | 92567 |  |  | Southern Zone
|  | Core | 92543 |  |  | Southern Zone
|  | NONCORE | 92543 |  |  | Southern Zone
|  | SMEG | 92543 |  |  | Southern Zone
|  | EG2 |  | 404 | Scattergood | LA Basin
|  | EGQUICK |  |  |  | LA Basin
|  | SDG NC | 92126 |  |  | Southern Zone (San Diego)
|  | SDGCore | 92126 |  |  | Southern Zone (San Diego)
|  | SDGCore | 92124 |  |  | Southern Zone (San Diego)
|  | SMEG | 92108 | 10175 | Childrens Hospital | Southern Zone (San Diego)
|  | SMEG 2 | 92108 | 10720 | Kyocera America Project | Southern Zone (San Diego)
|  | SDG NC | 92108 |  |  | Southern Zone (San Diego)
|  | SDGCore | 92108 |  |  | Southern Zone (San Diego)
|  | SDGCore | 92003 |  |  | Southern Zone (San Diego)
|  | SMEG | 92010 | 57715 | Watkins Manufacturing Co. | Southern Zone (San Diego)
|  | SMEG 2 | 92010 | 58302 | Life Technologies Carlsbad | Southern Zone (San Diego)
|  | SDG NC | 92010 |  |  | Southern Zone (San Diego)
|  | SDGCore | 92010 |  |  | Southern Zone (San Diego)
|  | SDG NC | 92056 |  |  | Southern Zone (San Diego)
|  | SDGCore | 92056 |  |  | Southern Zone (San Diego)
|  | SDG NC | 92011 |  |  | Southern Zone (San Diego)
|  | SDGCore | 92011 |  |  | Southern Zone (San Diego)
|  | SDGCore | 92067 |  |  | Southern Zone (San Diego)
|  | SMEG | 92075 | 59456 | P Plant | Southern Zone (San Diego)
|  | SDG NC | 92075 |  |  | Southern Zone (San Diego)
|  | SDGCore | 92075 |  |  | Southern Zone (San Diego)
|  | EG1 | 92059 | 56914 | Orange Grove Peaking Facility | Southern Zone (San Diego)
|  | SDGCore | 92059 |  |  | Southern Zone (San Diego)
|  | EG1 |  | 56232 | Miramar Energy Facility | Southern Zone (San Diego)
|  | SDGCore | 92082 |  |  | Southern Zone (San Diego)
|  | SDG NC | 92054 |  |  | Southern Zone (San Diego)
|  | SDGCore | 92054 |  |  | Southern Zone (San Diego)
|  | SDG NC | 92057 |  |  | Southern Zone (San Diego)
|  | SDGCore | 92057 |  |  | Southern Zone (San Diego)
|  | SDG NC | 92008 |  |  | Southern Zone (San Diego)
|  | SDGCore | 92008 |  |  | Southern Zone (San Diego)
|  | SDGCore | 92024 |  |  | Southern Zone (San Diego)
|  | SDGCore | 92007 |  |  | Southern Zone (San Diego)
|  | SDGCore | 92122 |  |  | Southern Zone (San Diego)
|  | SMEG | 92092 | 57584 | University of California San Diego Hybrid | Southern Zone (San Diego)
|  | SMEG 2 | 92092 | 57735 | UCSD Fuel Cell Plant | Southern Zone (San Diego)
|  | SDG NC | 92092 |  |  | Southern Zone (San Diego)
|  | SDGCore | 92092 |  |  | Southern Zone (San Diego)
|  | SDG NC | 92037 |  |  | Southern Zone (San Diego)
|  | SDGCore | 92037 |  |  | Southern Zone (San Diego)
|  | EG1 | 92025 | 54749 | Goal Line LP | Southern Zone (San Diego)
|  | SMEG | 92025 | 55538 | Escondido Energy Center | Southern Zone (San Diego)
|  | SDG NC | 92025 |  |  | Southern Zone (San Diego)
|  | SDGCore | 92025 |  |  | Southern Zone (San Diego)
|  | SDG NC | 92111 |  |  | Southern Zone (San Diego)
|  | SDGCore | 92111 |  |  | Southern Zone (San Diego)
|  | SDGCore | 92009 |  |  | Southern Zone (San Diego)
|  | SDG NC | 92069 |  |  | Southern Zone (San Diego)
|  | SDGCore | 92069 |  |  | Southern Zone (San Diego)
|  | SDGCore | 92055 |  |  | Southern Zone (San Diego)
|  | SDG NC | 92128 |  |  | Southern Zone (San Diego)
|  | SDGCore | 92128 |  |  | Southern Zone (San Diego)
|  | SDG NC | 92064 |  |  | Southern Zone (San Diego)
|  | SDGCore | 92064 |  |  | Southern Zone (San Diego)
|  | Core | 92624 |  |  | Southern Zone
|  | NONCORE | 92624 |  |  | Southern Zone
|  | SMEG | 92624 |  |  | Southern Zone
|  | Core | 92672 |  |  | Southern Zone
|  | Core | 93249 |  |  | Line 85 Zone
|  | EOR | 93249 | 62176 | Berry NW Cogen | Line 85 Zone
|  | NONCORE | 93249 |  |  | Line 85 Zone
|  | SMEG | 93249 |  |  | Line 85 Zone
|  | Core | 93066 |  |  | Coastal Zone (East of La Goleta)
|  | Core | 93012 |  |  | Coastal Zone (East of La Goleta)
|  | NONCORE | 93012 |  |  | Coastal Zone (East of La Goleta)
|  | SMEG | 93012 | 58432 | Houweling Nurseries | Coastal Zone (East of La Goleta)
|  | Core | 90023 |  |  | LA Basin
|  | NONCORE | 90023 |  |  | LA Basin
|  | SMEG | 90023 | 56039 | H. Gonzalez | LA Basin
|  | Wholesale | 90023 |  |  | LA Basin
|  | Core | 93252 |  |  | Line 85 Zone
|  | EOR | 93252 |  |  | Line 85 Zone
|  | NONCORE | 93252 |  |  | Line 85 Zone
|  | Core | 90274 |  |  | LA Basin
|  | NONCORE | 90274 |  |  | LA Basin
|  | SMEG | 90274 | 58300 | Honda Torrance | LA Basin
|  | Core | 90049 |  |  | LA Basin
|  | NONCORE | 90049 |  |  | LA Basin
|  | SMEG | 90049 | 50610 | Saint Johns Health Center | LA Basin
|  | Core | 93221 |  |  | Wheeler Ridge Zone
|  | NonCore | 93221 |  |  | Wheeler Ridge Zone
|  | SMEG | 93221 |  |  | Wheeler Ridge Zone
|  | Core | 91350 |  |  | Coastal Zone
|  | EG1 | 91350 | 10677 | CES Placerita | Coastal Zone
|  | EOR | 91350 |  |  | Coastal Zone
|  | SMEG | 91350 | 61754 | SunSelect1 | Coastal Zone
|  | Core | 93203 |  |  | Wheeler Ridge Zone
|  | NONCORE | 93203 |  |  | Wheeler Ridge Zone
|  | Refinery | 93203 |  | Kern Oil & Refining Company - Bakersfield | Wheeler Ridge Zone
|  | SMEG | 93203 |  |  | Wheeler Ridge Zone
|  | Core | 93311 |  |  | Wheeler Ridge Zone
|  | EOR | 93311 |  |  | Wheeler Ridge Zone
|  | NONCORE | 93311 |  |  | Wheeler Ridge Zone
|  | SMEG | 93311 |  |  | Wheeler Ridge Zone
|  | Core | 93307 |  |  | Wheeler Ridge Zone
|  | SMEG | 93307 | 61845 | Bolthouse Farms Fuel Cell | Wheeler Ridge Zone
|  | NONCORE | 93307 |  |  | Wheeler Ridge Zone
|  | EG1 |  | 55541 | Indigo Energy Center | Southern Zone (5000, 2000, 2001)
|  | Core | 92886 |  |  | Northern Zone / Southern Zone
|  | EOR |  |  |  | Northern Zone / Southern Zone
|  | PRD |  |  |  | Northern Zone / Southern Zone
-4517.3393