## Notes and Headers
Header Name | Information Description | Value Description
This list is meant to be used by CPUC jurisdictional LSEs to demonstrate RA compliance during 2015. In the event of updates, such as new resoruces, this list will be reposted.
This list is identical to the list posted on the ISO website for 2015, except there are 22 facilities where the values diverge. These are highlighted in blue on the 2015 NQC List tab.
This posting also includes a listing of CAM resources that are allocated throughout 2015.
RESOURCE_ID | ISO Resource ID | Text
Local Capacity Area | Resource Local Capacity Area | Bay Area, Big Creek-Ventura, CAISO System, Fresno, Humboldt, Kern, LA Basin, NCNB, SanDiego-IV, Sierra, Stockton
Generator Name | Common Resource Name | Text
Jan | January NQC Value | Two decimal number
Feb | February NQC Value | Two decimal number
Mar | March NQC Value | Two decimal number
Apr | April NQC Value | Two decimal number
May | May NQC Value | Two decimal number
Jun | June NQC Value | Two decimal number
Jul | July NQC Value | Two decimal number
Aug | August NQC Value | Two decimal number
Sep | September NQC Value | Two decimal number
Oct | October NQC Value | Two decimal number
Nov | November NQC Value | Two decimal number
Dec | December NQC Value | Two decimal number
Path 26 | Resource Path 26 Designation | North, South
Deliverability | Resource Deliverability Status | Full Capacity (FC), Energy Only (EO), Interim Deliverability to % of capacity (ID to #%), Partial Deliverability to Value (PD to ##)
Dispatchability | Resource Designated as Dispatchable in Masterfile | Y, N
Comment | Additional comments from ISO staff | Text

## 2015 NQC List
RESOURCE_ID | LOCAL AREA | GENERATOR NAME | JAN | FEB | MAR | APR | MAY | JUN | JUL | AUG | SEP | OCT | NOV | DEC | DISPATCHABILITY | PATH 26 | DELIVERABILITY | Comments
ADLIN_1_UNITS | NCNB | GEYSERS AIDLIN AGGREGATE | 16 | 16 | 16 | 16 | 16 | 16 | 16 | 16 | 16 | 16 | 16 | 16 | Y | North | FC
ADOBEE_1_SOLAR | Kern | Adobe Solar | 0.15 | 1.2 | 2.75 | 10.99 | 11.66 | 14.55 | 14.62 | 13.61 | 13.28 | 8.78 | 0.45 | 0.25 | N | North | ID to 91% | Changed because some DNUs are not in-service and higher queue projects are now operational.
AGRICO_6_PL3N5 | Fresno | Fresno Peaker AG PL3N5 ICE5 | 20 | 20 | 20 | 20 | 20 | 20 | 20 | 20 | 20 | 20 | 20 | 20 | Y | North | FC
AGRICO_7_UNIT | Fresno | Fresno Cogen | 50.5 | 50.5 | 50.5 | 50.5 | 50.5 | 50.5 | 50.5 | 50.5 | 50.5 | 50.5 | 50.5 | 50.5 | Y | North | FC
ALAMIT_7_UNIT 1 | LA Basin | ALAMITOS GEN STA. UNIT 1 | 174.56 | 174.56 | 174.56 | 174.56 | 174.56 | 174.56 | 174.56 | 174.56 | 174.56 | 174.56 | 174.56 | 174.56 | Y | South | FC
ALAMIT_7_UNIT 2 | LA Basin | ALAMITOS GEN STA. UNIT 2 | 175 | 175 | 175 | 175 | 175 | 175 | 175 | 175 | 175 | 175 | 175 | 175 | Y | South | FC
ALAMIT_7_UNIT 3 | LA Basin | ALAMITOS GEN STA. UNIT 3 | 332.18 | 332.18 | 332.18 | 332.18 | 332.18 | 332.18 | 332.18 | 332.18 | 332.18 | 332.18 | 332.18 | 332.18 | Y | South | FC
ALAMIT_7_UNIT 4 | LA Basin | ALAMITOS GEN STA. UNIT 4 | 335.67 | 335.67 | 335.67 | 335.67 | 335.67 | 335.67 | 335.67 | 335.67 | 335.67 | 335.67 | 335.67 | 335.67 | Y | South | FC
ALAMIT_7_UNIT 5 | LA Basin | ALAMITOS GEN STA. UNIT 5 | 497.97 | 497.97 | 497.97 | 497.97 | 497.97 | 497.97 | 497.97 | 497.97 | 497.97 | 497.97 | 497.97 | 497.97 | Y | South | FC
ALAMIT_7_UNIT 6 | LA Basin | ALAMITOS GEN STA. UNIT 6 | 495 | 495 | 495 | 495 | 495 | 495 | 495 | 495 | 495 | 495 | 495 | 495 | Y | South | FC
ALAMO_6_UNIT | Big Creek-Ventura | ALAMO POWER PLANT | 11.05 | 6.77 | 8.58 | 11.41 | 11.16 | 7.95 | 10.61 | 12.12 | 8.9 | 9.53 | 9.4 | 6.95 | Y | South | FC
ALMEGT_1_UNIT 1 | Bay Area | ALAMEDA GT UNIT 1 | 23.8 | 23.8 | 23.8 | 23.8 | 23.8 | 23.8 | 23.8 | 23.8 | 23.8 | 23.8 | 23.8 | 23.8 | Y | North | FC
ALMEGT_1_UNIT 2 | Bay Area | ALAMEDA GT UNIT 2 | 24.4 | 24.4 | 24.4 | 24.4 | 24.4 | 24.4 | 24.4 | 24.4 | 24.4 | 24.4 | 24.4 | 24.4 | Y | North | FC
ALPSLR_1_NTHSLR | CAISO System | Alpaugh North, LLC | 0.15 | 1.32 | 3.34 | 15.35 | 15.43 | 17.56 | 17.97 | 17.32 | 16.63 | 10.79 | 0.49 | 0.26 | N | North | ID | Local area definition change for 2015. See LCR Report.
ALPSLR_1_SPSSLR | CAISO System | Alpaugh 50 LLC | 0.39 | 3.31 | 8.35 | 38.82 | 40.04 | 44.58 | 44.1 | 43.5 | 40.13 | 25.86 | 1.24 | 0.66 | N | North | FC | Local area definition change for 2015. See LCR Report.
ALT6DN_2_WIND7 | CAISO System | Alta 2012 Alta Wind 7 | 7.14 | 13.48 | 38.15 | 38.02 | 50.31 | 43.67 | 22.97 | 20.26 | 13.21 | 9.93 | 6.61 | 6.76 | N | South | FC
ALT6DS_2_WIND9 | CAISO System | CPC East Alta Wind IX | 5.57 | 10.68 | 29.32 | 29.18 | 40.28 | 34.58 | 18.07 | 15.4 | 9.71 | 8.24 | 5.14 | 5.26 | N | South | FC
ALTA3A_2_CPCE4 | CAISO System | CPC East - Alta Wind 4 | 4.68 | 4.57 | 15.06 | 12.46 | 21.22 | 15.72 | 9.1 | 7.31 | 4.67 | 5.76 | 1.66 | 3.24 | N | South | FC
ALTA3A_2_CPCE5 | CAISO System | CPC East - Alta Wind 5 | 7.68 | 13.18 | 16.79 | 17.52 | 36.16 | 27.17 | 14.56 | 11.37 | 7.86 | 10.9 | 3.28 | 5.62 | N | South | FC
ALTA3A_2_CPCE8 | CAISO System | CPC East - Alta Wind 8 | 5.35 | 10.72 | 27.09 | 33.08 | 52.87 | 38.8 | 18.42 | 18.12 | 10.37 | 8.38 | 5.74 | 5.68 | N | South | FC
ALTA4A_2_CPCW1 | CAISO System | CPC West - Alta Wind 1 | 10.49 | 19.89 | 40.41 | 48.17 | 57.01 | 40.98 | 24.77 | 23.97 | 18.01 | 18.68 | 5.93 | 10.09 | N | South | FC
ALTA4B_2_CPCW2 | CAISO System | CPC West - Alta Wind II | 7.78 | 16.74 | 30.87 | 27.9 | 39.33 | 31.23 | 17.59 | 13.17 | 9.97 | 13.56 | 3.66 | 5.43 | N | South | FC
ALTA4B_2_CPCW3 | CAISO System | CPC West - Alta 3 | 5.48 | 15.33 | 36.84 | 27.29 | 39.67 | 30.98 | 17.05 | 11.54 | 9.78 | 14.17 | 4.66 | 6.52 | N | South | FC
ALTA4B_2_CPCW6 | CAISO System | CPC West - Alta Wind 6 | 5.99 | 10.99 | 22.75 | 22.78 | 30.46 | 34.88 | 21.02 | 20.09 | 13.11 | 12.5 | 4.57 | 5.36 | N | South | FC
ALTA6B_2_WIND11 | CAISO System | Alta Wind 11 | 3.99 | 7.42 | 19.23 | 21.51 | 27.94 | 24.58 | 15.34 | 13.78 | 8.28 | 6.49 | 3.98 | 4.05 | N | South | FC
ALTA6E_2_WIND10 | CAISO System | Alta Wind 10 | 6.12 | 11.38 | 29.48 | 32.98 | 42.84 | 37.69 | 23.52 | 21.13 | 12.7 | 9.96 | 6.11 | 6.22 | N | South | FC
ALTMID_2_UNIT 1 | CAISO System | ALTAMONT MIDWAY LTD. | 0 | 0.09 | 0.28 | 0.23 | 0.45 | 0.2 | 0.28 | 0.47 | 0.23 | 0.09 | 0 | 0 | N | North | FC
ANAHM_2_CANYN1 | LA Basin | CANYON POWER PLANT UNIT 1 | 49.4 | 49.4 | 49.4 | 49.4 | 49.4 | 49.4 | 49.4 | 49.4 | 49.4 | 49.4 | 49.4 | 49.4 | Y | South | FC
ANAHM_2_CANYN2 | LA Basin | CANYON POWER PLANT UNIT 2 | 48 | 48 | 48 | 48 | 48 | 48 | 48 | 48 | 48 | 48 | 48 | 48 | Y | South | FC
ANAHM_2_CANYN3 | LA Basin | CANYON POWER PLANT UNIT 3 | 48 | 48 | 48 | 48 | 48 | 48 | 48 | 48 | 48 | 48 | 48 | 48 | Y | South | FC
ANAHM_2_CANYN4 | LA Basin | CANYON POWER PLANT UNIT 4 | 49.4 | 49.4 | 49.4 | 49.4 | 49.4 | 49.4 | 49.4 | 49.4 | 49.4 | 49.4 | 49.4 | 49.4 | Y | South | FC
ANAHM_7_CT | LA Basin | ANAHEIM COMBUSTION TURBINE | 42.81 | 42.81 | 42.81 | 42.81 | 42.81 | 40.64 | 40.64 | 40.64 | 40.64 | 40.64 | 42.81 | 42.81 | Y | South | FC
ANTLPE_2_QF | CAISO System | ANTELOPE QFS | 37.86 | 44.93 | 77.01 | 114.79 | 101.64 | 64.28 | 32.17 | 39.2 | 25.62 | 22.35 | 20.23 | 21.29 | N | South | FC | Local area definition change for 2015. See LCR Report.
APLHIL_1_SLABCK | Sierra | SLAB CREEK HYDRO | [12 empty] | Y | North | EO | bar: JAN to DEC
ARBWD_6_QF | CAISO System | Wind Resource II | 0.88 | 1.64 | 4.26 | 4.76 | 6.19 | 5.15 | 2.91 | 2.74 | 1.63 | 1.96 | 1.06 | 1.22 | N | South | FC | Local area definition change for 2015. See LCR Report.
ARCOGN_2_UNITS | LA Basin | WATSON COGENERATION COMPANY | 293.07 | 309.49 | 292.88 | 259.49 | 274.65 | 283.46 | 276.83 | 270.87 | 270.68 | 266.82 | 291.26 | 284.3 | N | South | FC
ARVINN_6_ORION1 | CAISO System | Orion 1 Solar | 0.09 | 0.79 | 1.81 | 7.25 | 7.7 | 9.6 | 9.65 | 8.98 | 8.77 | 5.8 | 0.3 | 0.16 | N | North | ID
ARVINN_6_ORION2 | CAISO System | Orion 2 Solar | 0.06 | 0.53 | 1.21 | 4.83 | 5.13 | 6.4 | 6.43 | 5.99 | 5.84 | 3.86 | 0.2 | 0.11 | N | North | ID
ATWELL_1_SOLAR | CAISO System | Atwell Island PV Solar Generating Faci. | 0.15 | 1.32 | 3.01 | 12.97 | 13.94 | 15.87 | 15.94 | 15.26 | 13.91 | 8.97 | 0.49 | 0.26 | N | North | ID | Local area definition change for 2015. See LCR Report.
AVENAL_6_AVPARK | Fresno | Avenal Park Solar Project | [12 empty] | N | North | EO | bar: JAN to DEC
AVENAL_6_SANDDG | Fresno | Sand Drag Solar Project | [12 empty] | N | North | EO | bar: JAN to DEC
AVENAL_6_SUNCTY | Fresno | Sun City Solar Project | [12 empty] | N | North | EO | bar: JAN to DEC
AVSOLR_2_SOLAR | CAISO System | AV SOLAR RANCH 1 | 1.96 | 16.55 | 37.8 | 151.08 | 160.31 | 200.08 | 200.97 | 187.14 | 182.62 | 120.73 | 6.22 | 3.32 | N | South | ID
BALCHS_7_UNIT 1 | Fresno | BALCH 1 PH UNIT 1 | 13.23 | 20.26 | 17.77 | 18.55 | 21.73 | 21.47 | 23.84 | 21.36 | 17.79 | 7.88 | 10.18 | 9.26 | Y | North | FC
BALCHS_7_UNIT 2 | Fresno | BALCH 2 PH UNIT 2 | 52.5 | 52.5 | 52.5 | 52.5 | 52.5 | 52.5 | 52.5 | 52.5 | 52.5 | 52.5 | 52.5 | 52.5 | Y | North | FC
BALCHS_7_UNIT 3 | Fresno | BALCH 2 PH UNIT 3 | 52.5 | 52.5 | 52.5 | 52.5 | 52.5 | 52.5 | 52.5 | 52.5 | 52.5 | 52.5 | 52.5 | 52.5 | Y | North | FC
BANGOR_6_HYDRO | Sierra | Virginia Ranch Dam Powerplant | [12 empty] | Y | North | EO | bar: JAN to DEC
BANKPP_2_NSPIN | Bay Area | BANKPP_2_NSPIN | 127 | 127 | 127 | 127 | 127 | 127 | 127 | 127 | 127 | 127 | 127 | 127 | N | North | FC
BARRE_2_QF | LA Basin | BARRE QFS | 0 | 0 | 0 | 0 | 0 | 0 | 0 | 0 | 0 | 0 | 0 | 0 | N | South | FC
BARRE_6_PEAKER | LA Basin | Barre Peaker | 47 | 47 | 47 | 47 | 47 | 47 | 47 | 47 | 47 | 47 | 47 | 47 | N | South | FC
BASICE_2_UNITS | CAISO System | CALPINE AMERICAN I COGEN. | 88.32 | 84.82 | 105.03 | 85.89 | 93.34 | 89.79 | 89.08 | 95.59 | 78.91 | 96.75 | 85.49 | 86.22 | N | North | FC
BDGRCK_1_UNITS | Kern | BADGER CREEK LIMITED | 46.89 | 40.96 | 42.1 | 41.38 | 33.83 | 30.72 | 31.15 | 36.29 | 37.12 | 40.04 | 45.59 | 38.5 | N | North | FC
BEARCN_2_UNITS | NCNB | GEYSERS BEAR CANYON AGGREGATE | 13 | 13 | 13 | 13 | 13 | 13 | 13 | 13 | 13 | 13 | 13 | 13 | Y | North | FC
BEARDS_7_UNIT 1 | Stockton | BEARDSLEY HYDRO | 0.63 | 0.42 | 0.43 | 5.47 | 5.93 | 7.05 | 8.35 | 8.36 | 6.46 | 2.16 | 2.04 | 3.91 | Y | North | FC
BEARMT_1_UNIT | Kern | BEAR MOUNTAIN LIMITED | 16.13 | 14.82 | 23.09 | 29.86 | 38.61 | 45.73 | 44.77 | 44.58 | 44.87 | 43.63 | 35.06 | 8.3 | N | North | FC
BELDEN_7_UNIT 1 | Sierra | BELDEN HYDRO | 115 | 115 | 115 | 115 | 115 | 115 | 115 | 115 | 115 | 115 | 115 | 115 | Y | North | FC
BIGCRK_2_EXESWD | Big Creek-Ventura | BIG CREEK HYDRO PROJECT PSP | 773.6 | 773.6 | 773.6 | 773.6 | 800.6 | 800.6 | 800.6 | 800.6 | 773.6 | 773.6 | 773.6 | 773.6 | Y | South | FC
BIOMAS_1_UNIT 1 | Sierra | WOODLAND BIOMASS | 21.54 | 23.95 | 21.63 | 20.48 | 23.99 | 23.83 | 24.56 | 24.9 | 24.41 | 24.19 | 24.27 | 23.84 | N | North | FC
BISHOP_1_ALAMO | CAISO System | BISHOP CREEK PLANT 2 AND 6 | 5.57 | 4.6 | 5.95 | 4.88 | 8.23 | 10.54 | 11.26 | 12.22 | 8.59 | 8.29 | 5.81 | 3.41 | N | South | FC
BISHOP_1_UNITS | CAISO System | BISHOP CREEK PLANT 3 AND 4 | 0 | 8.73 | 9.76 | 10.67 | 14.78 | 15.64 | 15.69 | 14.44 | 12.04 | 11.52 | 1.72 | 1.89 | N | South | FC
BLACK_7_UNIT 1 | CAISO System | JAMES B. BLACK 1 | 85 | 85 | 85 | 85 | 85 | 85 | 85 | 85 | 85 | 85 | 85 | 85 | Y | North | FC
BLACK_7_UNIT 2 | CAISO System | JAMES B. BLACK 2 | 84.1 | 84.1 | 84.1 | 84.1 | 84.1 | 84.1 | 84.1 | 84.1 | 84.1 | 84.1 | 84.1 | 84.1 | Y | North | FC
BLAST_1_WIND | LA Basin | Mountain View IV Wind | 2 | 4.01 | 11.59 | 10.39 | 11.42 | 18.56 | 4.96 | 4.63 | 2.87 | 3.04 | 2.02 | 1.98 | N | South | FC
BLCKBT_2_STONEY | CAISO System | BLACK BUTTE HYDRO | 2.04 | 0.72 | 1.02 | 1.22 | 1.91 | 2.57 | 2.02 | 1.83 | 1.3 | 0.53 | 0 | 2.51 | Y | North | FC
BLM_2_UNITS | CAISO System | COSO ENERGY DEVELOPERS (BLM) | 53.99 | 53.01 | 51.62 | 50.06 | 53.55 | 52.62 | 50.42 | 49.59 | 49.33 | 50.2 | 50.59 | 50.25 | N | South | FC
BLULKE_6_BLUELK | Humboldt | Blue Lake Power | 9.06 | 8.99 | 6.41 | 8.34 | 9.31 | 9.75 | 9.35 | 9.04 | 9.3 | 9.38 | 9.19 | 9.8 | Y | North | ID
BLYTHE_1_SOLAR1 | CAISO System | Blythe Solar 1 Project | [12 empty] | N | South | EO | bar: JAN to DEC
BNNIEN_7_ALTAPH | Sierra | ALTA POWER HOUSE | 0.23 | 0.24 | 0.32 | 0.31 | 0.24 | 0.41 | 0.64 | 0.72 | 0.35 | 0.53 | 0.52 | 0.39 | Y | North | FC
BOGUE_1_UNITA1 | Sierra | Feather River Energy Center, Unit #1 | 46.3 | 46.3 | 46.3 | 46.3 | 46.3 | 46 | 45 | 45 | 45 | 46.3 | 46.3 | 46.3 | Y | North | FC
BORDEN_2_QF | Fresno | SMALL QF AGGREGATION - MADERA | 0.08 | 0.07 | 0.02 | 0.37 | 0.62 | 1.15 | 1.29 | 0.78 | 0.42 | 0.21 | 0 | 0 | N | North | FC
BORDER_6_UNITA1 | San Diego-IV | CalPeak Power Border Unit 1 | 48 | 48 | 48 | 48 | 48 | 48 | 48 | 48 | 48 | 48 | 48 | 48 | Y | South | FC
BOWMN_6_UNIT | Sierra | BOWMAN | 1.35 | 0.91 | 1.41 | 1.85 | 3.05 | 2.86 | 3.15 | 2.85 | 2.7 | 1.99 | 0.73 | 0.54 | N | North | FC
BRDSLD_2_HIWIND | Bay Area | High Winds Energy Center | 6.76 | 13.44 | 29.15 | 44.05 | 51.68 | 53.91 | 39.48 | 39.51 | 12.6 | 5.45 | 3.32 | 4.5 | N | North | FC
BRDSLD_2_MTZUM2 | Bay Area | NextEra Energy Montezuma Wind II | 3.03 | 5.92 | 14.43 | 15.6 | 22.73 | 20.07 | 17.6 | 15.84 | 7.98 | 4.52 | 3.17 | 3.22 | N | North | ID
BRDSLD_2_MTZUMA | Bay Area | FPL Energy Montezuma Wind | 1.63 | 2.99 | 4.53 | 4.2 | 8.37 | 6.83 | 8.53 | 7.41 | 3.75 | 1.42 | 1.11 | 1.58 | N | North | FC
BRDSLD_2_SHILO1 | Bay Area | Shiloh I Wind Project | 3.46 | 10.47 | 24.58 | 22.18 | 47.77 | 42.56 | 47.94 | 42.53 | 18 | 6.37 | 4.59 | 6.24 | N | North | FC
BRDSLD_2_SHILO2 | Bay Area | SHILOH WIND PROJECT 2 | 7.3 | 14.52 | 31.48 | 47.57 | 55.82 | 58.22 | 42.63 | 42.67 | 16.54 | 5.97 | 5.01 | 7.07 | N | North | FC
BRDSLD_2_SHLO3A | Bay Area | Shiloh III Wind Project, LLC | 3.92 | 7.77 | 18.77 | 21.63 | 30.31 | 24.2 | 20.21 | 18.56 | 9.86 | 6.34 | 4.39 | 4.56 | N | North | FC
BRDSLD_2_SHLO3B | Bay Area | Shiloh IV Wind Project | 3.93 | 7.75 | 18.68 | 21.87 | 32.55 | 27.85 | 25.97 | 23.16 | 11.45 | 6.42 | 4.38 | 4.31 | N | North | FC
BRDWAY_7_UNIT 3 | LA Basin | BROADWAY UNIT 3 | 65 | 65 | 65 | 65 | 65 | 65 | 65 | 65 | 65 | 65 | 65 | 65 | Y | South | FC
BREGGO_6_SOLAR | San Diego-IV | NRG Borrego Solar One | 0.2 | 1.73 | 4.28 | 19.49 | 20.75 | 23.12 | 22.68 | 21.51 | 19.08 | 13.58 | 0.64 | 0.34 | N | South | FC
BRODIE_2_WIND | CAISO System | Coram Brodie Wind Project | 4.51 | 8.92 | 25.93 | 38.39 | 37.83 | 27.37 | 14.16 | 13.35 | 9.04 | 6.37 | 6.79 | 4.13 | N | South | FC
BUCKBL_2_PL1X3 | CAISO System | Blythe Energy Center | 490 | 490 | 490 | 490 | 490 | 490 | 490 | 490 | 490 | 490 | 490 | 490 | Y | South | FC
BUCKCK_7_OAKFLT | Sierra | Oak Flat | 0.48 | 0.64 | 0.94 | 1.02 | 1.1 | 1.11 | 0.93 | 0.84 | 0.39 | 0.43 | 0.57 | 0.49 | Y | North | FC
BUCKCK_7_PL1X2 | Sierra | BUCKS CREEK AGGREGATE | 58 | 58 | 58 | 58 | 58 | 58 | 58 | 58 | 58 | 58 | 58 | 58 | Y | North | FC
BUCKWD_1_NPALM1 | LA Basin | North Palm Springs 1A | 0.01 | 0.15 | 0.38 | 1.49 | 1.76 | 1.83 | 1.8 | 1.76 | 1.57 | 1.19 | 0.05 | 0.03 | N | South | FC
BUCKWD_1_QF | LA Basin | Buckwind Re-powering project | 0.42 | 1.49 | 4.03 | 3.18 | 4.64 | 5.03 | 2.17 | 1.82 | 1.37 | 1.49 | 0.83 | 1.25 | N | South | FC
BUCKWD_7_WINTCV | LA Basin | Wintec Energy, Ltd. | 0.06 | 0.16 | 0.44 | 0.14 | 0.4 | 0.69 | 0.13 | 0.13 | 0.08 | 0.1 | 0.06 | 0.06 | N | South | FC
BURNYF_2_UNIT 1 | CAISO System | Burney Forest Power | 26.97 | 26.84 | 26.26 | 25.33 | 27.32 | 28.33 | 28.56 | 28.59 | 26.03 | 28.96 | 27.4 | 26.65 | N | North | FC
BUTTVL_7_UNIT 1 | CAISO System | BUTT VALLEY HYDRO | 40 | 40 | 40 | 40 | 40 | 40 | 40 | 40 | 40 | 40 | 40 | 40 | Y | North | FC
CABZON_1_WINDA1 | LA Basin | Cabazon Wind Project | 3.48 | 5.86 | 13.7 | 9.89 | 19.53 | 22.94 | 9.94 | 7.96 | 4.09 | 4.72 | 1.77 | 2.76 | N | South | FC
CALGEN_1_UNITS | CAISO System | COSO Finance Partners (Navy 1) | 69.06 | 68.38 | 66.71 | 63.64 | 62.43 | 62.35 | 61.19 | 60.08 | 60.23 | 62.29 | 63.11 | 63.47 | N | South | FC
CALPIN_1_AGNEW | Bay Area | Agnews Power Plant | 28 | 28 | 28 | 28 | 28 | 28 | 28 | 28 | 28 | 28 | 28 | 28 | Y | North | FC
CAMCHE_1_PL1X3 | Stockton | CAMANCHE UNITS 1, 2 & 3 AGGREGATE | 3.8 | 2.78 | 4.06 | 4.93 | 5.2 | 4.63 | 5.01 | 4.21 | 2.88 | 3.59 | 1.9 | 2.16 | N | North | FC
CAMPFW_7_FARWST | Sierra | CAMP FAR WEST HYDRO | 4.86 | 4.31 | 4.35 | 5.73 | 4.31 | 2.87 | 2.97 | 2.9 | 0.57 | 0 | 0 | 2.28 | Y | North | FC
CANTUA_1_SOLAR | Fresno | Cantua Solar Station | 0.16 | 1.34 | 3.09 | 14.13 | 14.71 | 16.48 | 16.64 | 15.32 | 13.56 | 11.32 | 0.5 | 0.26 | N | North | ID
CAPMAD_1_UNIT 1 | Fresno | CAPCO MADERA Power Plant | 11.71 | 14.29 | 13.28 | 3.77 | 1.53 | 6.25 | 4.64 | 4.29 | 5.79 | 5.57 | 7.1 | 6.55 | Y | North | FC
CARBOU_7_PL2X3 | CAISO System | CARIBOU PH 1 UNIT 2 & 3 AGGREGATE | 48 | 48 | 48 | 48 | 48 | 48 | 48 | 48 | 48 | 48 | 48 | 48 | Y | North | FC
CARBOU_7_PL4X5 | CAISO System | CARIBOU PH 2 UNIT 4 & 5 AGGREGATE | 120 | 120 | 120 | 120 | 120 | 120 | 120 | 120 | 120 | 120 | 120 | 120 | Y | North | FC
CARBOU_7_UNIT 1 | CAISO System | CARIBOU PH 1 UNIT 1 | 24 | 24 | 24 | 24 | 24 | 24 | 24 | 24 | 24 | 24 | 24 | 24 | Y | North | FC
CARDCG_1_UNITS | Bay Area | CARDINAL COGEN | 15.36 | 13.42 | 12.36 | 12.1 | 21.53 | 20.24 | 19.01 | 17.52 | 16.89 | 19.99 | 12.13 | 15.45 | N | North | FC
CATLNA_2_SOLAR | CAISO System | Catalina Solar - Phases 1 and 2 | 0.86 | 7.28 | 16.63 | 66.47 | 70.53 | 88.03 | 88.42 | 82.34 | 80.35 | 53.12 | 2.74 | 1.46 | N | South | ID
CAVLSR_2_BSOLAR | CAISO System | California Valley Solar Ranch-Phase B | 0.31 | 2.69 | 6.16 | 30.48 | 28.5 | 36.26 | 27.34 | 31.53 | 34.1 | 21.71 | 0.99 | 0.52 | N | North | ID
CAVLSR_2_RSOLAR | CAISO System | California Valley Solar Ranch-Phase A | 1.6 | 13.76 | 30.38 | 109.34 | 101.96 | 150.03 | 152.34 | 155.82 | 172.47 | 117.1 | 5.28 | 2.82 | N | North | ID
CAYTNO_2_VASCO | Bay Area | VASCO ROAD | 4.3 | 4.3 | 4.3 | 4.3 | 4.3 | 4.3 | 4.3 | 4.3 | 4.3 | 4.3 | 4.3 | 4.3 | N | North | ID
CBRLLO_6_PLSTP1 | San Diego-IV | POINT LOMA SEWAGE TREATMENT PLANT | 3.1 | 3.13 | 3.23 | 1.73 | 2.83 | 2.88 | 2.71 | 2.96 | 2.77 | 2.99 | 2.69 | 2.66 | N | South | FC
CCRITA_7_RPPCHF | San Diego-IV | Rancho Penasquitos Hydro Facility | 0 | 0 | 0.23 | 1.38 | 0 | 3.28 | 4.01 | 3.7 | 3.86 | 3.8 | 2.74 | 1.86 | N | South | FC
CDWR07_2_GEN | CAISO System | CDWR07_2_GEN | 115.6 | 115.6 | 60.43 | 115.6 | 115.6 | 115.6 | 115.6 | 115.6 | 115.6 | 115.6 | 115.6 | 60.43 | N | South | FC
CEDRCK_6_UNIT | CAISO System | CEDRCK_6_UNIT | 0.37 | 0.37 | 0.61 | 0.71 | 0.56 | 0.44 | 0.28 | 0.18 | 0.18 | 0.16 | 0.18 | 0.25 | N | North | FC
CENTER_2_QF | LA Basin | CENTER QFS | 18.26 | 17.58 | 16.22 | 18.24 | 17.82 | 18.05 | 17.22 | 18.6 | 16.93 | 18.08 | 17.65 | 17.9 | N | South | FC
CENTER_2_RHONDO | LA Basin | MWD Rio Hondo Hydroelectric Recovery Pla | 1.91 | 1.91 | 1.91 | 1.91 | 1.91 | 1.91 | 1.91 | 1.91 | 1.91 | 1.91 | 1.91 | 1.91 | Y | South | FC
CENTER_6_PEAKER | LA Basin | Center Peaker | 47 | 47 | 47 | 47 | 47 | 47 | 47 | 47 | 47 | 47 | 47 | 47 | N | South | FC
CENTRY_6_PL1X4 | LA Basin | CENTURY GENERATING PLANT (AGGREGATE) | 36 | 36 | 36 | 36 | 36 | 36 | 36 | 36 | 36 | 36 | 36 | 36 | Y | South | FC
CHALK_1_UNIT | CAISO System | CHALK CLIFF LIMITED | 42.12 | 41.62 | 41.28 | 35.78 | 30.6 | 36.33 | 35.01 | 36.53 | 33.7 | 37.83 | 31.81 | 35.27 | N | North | FC | Local area definition change for 2015. See LCR Report.
CHEVCD_6_UNIT | CAISO System | CHEVRON USA (TAFT/CADET) | 0.82 | 2.12 | 1.83 | 2.14 | 2.14 | 1.49 | 0.79 | 1.07 | 1.46 | 1.38 | 1.51 | 1.01 | N | North | FC | Local area definition change for 2015. See LCR Report.
CHEVCO_6_UNIT 1 | Fresno | CHEVRON USA (COALINGA) | 4.21 | 4.11 | 4.12 | 2.19 | 3.32 | 2.38 | 1.17 | 1.26 | 2.43 | 3.12 | 3.32 | 3.38 | N | North | FC
CHEVCO_6_UNIT 2 | Fresno | AERA ENERGY LLC. (COALINGA) | 1.51 | 1.49 | 1.32 | 1.37 | 1.76 | 1.59 | 1.46 | 1.13 | 1.58 | 1.28 | 1.26 | 1.05 | N | North | FC
CHEVCY_1_UNIT | CAISO System | CHEVRON USA (CYMRIC) | 7.15 | 5.73 | 6.32 | 6.01 | 6.6 | 6.98 | 7.18 | 6.39 | 5.66 | 6.56 | 6.72 | 8.11 | N | North | FC | Local area definition change for 2015. See LCR Report.
CHEVMN_2_UNITS | LA Basin | CHEVRON U.S.A. UNITS 1 & 2 AGGREGATE | 0.93 | 2.71 | 0.49 | 0.03 | 0 | 0.57 | 11.28 | 6.2 | 5.41 | 4.18 | 5.15 | 7.99 | N | South | FC
CHICPK_7_UNIT 1 | Sierra | CHICAGO PARK 1, BEAR RIVER CA | 38 | 38 | 38 | 38 | 38 | 38 | 38 | 38 | 38 | 38 | 38 | 38 | Y | North | FC
CHILLS_1_SYCENG | San Diego-IV | Sycamore Energy 1 | 0.46 | 0.66 | 0.6 | 0.34 | 0.36 | 0.51 | 0.65 | 0.5 | 0.47 | 0.33 | 0.38 | 0.6 | N | South | FC
CHILLS_7_UNITA1 | San Diego-IV | GAS RECOVERY SYS. (SYCAMORE CANYON) | 1.82 | 2 | 2 | 2 | 1.4 | 1.68 | 1.56 | 1.52 | 1.74 | 1.75 | 1.8 | 1.61 | Y | South | FC
CHINO_2_JURUPA | LA Basin | Jurupa | [12 empty] | N | South | EO | bar: JAN to DEC
CHINO_2_QF | LA Basin | CHINO QFS | 4.7 | 4.99 | 4.95 | 5.26 | 5.21 | 5.7 | 5.63 | 5.77 | 5.68 | 4.98 | 4.69 | 4.5 | N | South | FC
CHINO_2_SASOLR | LA Basin | SS San Antonio West LLC | [12 empty] | N | South | EO | bar: JAN to DEC
CHINO_2_SOLAR | LA Basin | Chino RT Solar 1 | [12 empty] | N | South | EO | bar: JAN to DEC
CHINO_6_CIMGEN | LA Basin | O.L.S. ENERGY COMPANY -- CHINO | 26.09 | 26.12 | 25.94 | 25.78 | 24.22 | 26.07 | 25.9 | 26.01 | 25.73 | 16.22 | 25.52 | 26.29 | N | South | FC
CHINO_6_SMPPAP | LA Basin | SIMPSON PAPER | 25.02 | 24.26 | 28.02 | 26.54 | 23.54 | 30.11 | 27.09 | 30.61 | 27.44 | 28.42 | 27.59 | 25.74 | N | South | FC
CHINO_7_MILIKN | LA Basin | MN Milliken Genco LLC | 1.29 | 1.2 | 1.49 | 1.48 | 1.36 | 1.24 | 1.25 | 1.19 | 1.21 | 1.27 | 1.41 | 1.32 | Y | South | FC
CHWCHL_1_BIOMAS | Fresno | Chow II Biomass to Energy | 4.96 | 5.46 | 5.9 | 4.12 | 4.22 | 6.8 | 7.74 | 7.25 | 7.64 | 7.79 | 7.67 | 9.29 | N | North | FC
CHWCHL_1_UNIT | Fresno | CHOW 2 PEAKER PLANT | 48 | 48 | 48 | 48 | 48 | 48 | 48 | 48 | 48 | 48 | 48 | 48 | Y | North | FC
CLOVER_2_UNIT | CAISO System | MEGA HYDRO #1 (CLOVER CREEK) | 0.65 | 0.54 | 0.74 | 0.87 | 0.65 | 0.43 | 0.26 | 0.14 | 0.09 | 0.07 | 0.22 | 0.39 | N | North | FC
CLRKRD_6_LIMESD | CAISO System | Lime Saddle Hydro | 0.75 | 0.76 | 0.81 | 0.79 | 0.74 | 0.68 | 0.66 | 0.6 | 0.6 | 0.64 | 0.57 | 0.55 | Y | North | FC
CLRMTK_1_QF | Bay Area | SMALL QF AGGREGATION - OAKLAND | 0 | 0 | 0 | 0 | 0 | 0 | 0 | 0 | 0 | 0 | 0 | 0 | N | North | FC
CNTNLA_2_SOLAR1 | San Diego-IV | Centinela Solar Energy I | 0.99 | 8.41 | 19.2 | 76.75 | 81.44 | 101.64 | 102.09 | 95.06 | 92.77 | 61.33 | 3.12 | 1.66 | N | South | FC
CNTNLA_2_SOLAR2 | San Diego-IV | Centinels Solar Energy 2 | [12 empty] | N | South | EO | bar: JAN to DEC
CNTRVL_6_UNIT | CAISO System | Centerville | 0 | 0 | 0 | 0 | 0 | 0 | 0 | 0 | 0 | 0 | 0 | 0 | Y | North | FC
COCOPP_2_CTG1 | Bay Area | Marsh Landing 1 | 204.2 | 204.2 | 202.26 | 199.2 | 196.25 | 193.39 | 191.35 | 191.35 | 193.39 | 196.25 | 202.26 | 203.28 | Y | North | ID
COCOPP_2_CTG2 | Bay Area | Marsh Landing 2 | 202.7 | 202.7 | 200.09 | 197.07 | 194.14 | 191.32 | 189.3 | 189.3 | 191.32 | 194.14 | 200.09 | 201.1 | Y | North | ID
COCOPP_2_CTG3 | Bay Area | Marsh Landing 3 | 204.31 | 204.31 | 202.37 | 199.31 | 196.35 | 193.49 | 191.45 | 191.45 | 193.49 | 196.35 | 202.37 | 203.39 | Y | North | ID
COCOPP_2_CTG4 | Bay Area | Marsh Landing 4 | 204.29 | 204.29 | 202.35 | 199.29 | 196.33 | 193.48 | 191.44 | 191.44 | 193.48 | 196.33 | 202.35 | 203.37 | Y | North | ID
COGNAT_1_UNIT | Stockton | Stockton Biomas | 31.18 | 23.44 | 33.04 | 17.46 | 7.18 | 22.54 | 27.89 | 25.46 | 26.13 | 26.47 | 18.14 | 25.66 | N | North | FC
COLEMN_2_UNIT | CAISO System | Coleman | 6.53 | 6.98 | 9.32 | 10.04 | 9.45 | 7.89 | 6.09 | 3.28 | 3 | 3.51 | 3.83 | 4.9 | Y | North | FC
COLGA1_6_SHELLW | Fresno | COALINGA COGENERATION COMPANY | 38.44 | 39.32 | 37.65 | 36.38 | 35.77 | 35.96 | 35.17 | 35.02 | 35.37 | 33.94 | 36.44 | 38.5 | N | North | FC
COLGAT_7_UNIT 1 | Sierra | COLGATE HYDRO UNIT 1 | 149.85 | 148.64 | 153.29 | 158.63 | 162.79 | 165.7 | 165.1 | 161.65 | 156.74 | 151.87 | 149.95 | 148.24 | Y | North | FC
COLGAT_7_UNIT 2 | Sierra | COLGATE HYDRO UNIT 2 | 149.8 | 148.6 | 153.24 | 158.63 | 162.83 | 165.76 | 165.16 | 161.68 | 156.71 | 151.81 | 149.91 | 148.21 | Y | North | FC
COLPIN_6_COLLNS | CAISO System | COLLINS PINE | 5.53 | 4.55 | 4.58 | 3.55 | 4.12 | 4.85 | 5.68 | 5.37 | 5.32 | 5.45 | 5.41 | 4.77 | N | North | FC
COLTON_6_AGUAM1 | LA Basin | AGUA MANSA UNIT 1 (CITY OF COLTON) | 43 | 43 | 43 | 43 | 43 | 43 | 43 | 43 | 43 | 43 | 43 | 43 | N | South | FC
COLUSA_2_PL1X3 | CAISO System | Colusa Generating Station | 668 | 668 | 668 | 668 | 668 | 668 | 668 | 668 | 668 | 668 | 668 | 668 | Y | North | FC
COLVIL_7_PL1X2 | CAISO System | COLLIERVILLE HYDRO UNIT 1 & 2 AGGREGATE | 246.86 | 246.86 | 246.86 | 246.86 | 246.86 | 246.86 | 246.86 | 246.86 | 246.86 | 246.86 | 246.86 | 246.86 | Y | North | FC
CONTAN_1_UNIT | Bay Area | Graphic Packaging Cogen | 24.97 | 26.11 | 26.14 | 24.21 | 25.65 | 25.25 | 24.59 | 25.05 | 23.24 | 25.04 | 25.28 | 25.16 | Y | North | FC
CONTRL_1_CASAD1 | CAISO System | Mammoth G1 | 5.78 | 4.89 | 4.81 | 4.42 | 2.96 | 2.66 | 2.29 | 2.53 | 2.32 | 3.02 | 3.87 | 4.75 | Y | South | FC
CONTRL_1_CASAD3 | CAISO System | Mammoth G3 | 9.93 | 9.12 | 10.05 | 9.34 | 9.21 | 7.95 | 7.9 | 7.86 | 8.14 | 8.89 | 9.02 | 9.44 | N | South | FC
CONTRL_1_LUNDY | CAISO System | LUNDY | 1 | 0.65 | 0.42 | 0.69 | 1.33 | 1.72 | 2.07 | 1.68 | 0.91 | 0.59 | 0.39 | 0.28 | N | South | FC
CONTRL_1_OXBOW | CAISO System | OXBOW GEOTHERMAL CORPORATION | 56.15 | 56.59 | 56.37 | 55.79 | 55.02 | 55.06 | 54.42 | 53.75 | 54.91 | 55.63 | 56.56 | 56.88 | N | South | FC
CONTRL_1_POOLE | CAISO System | POOLE HYDRO PLANT 1 | 0.79 | 0.83 | 0.86 | 3.35 | 2.59 | 5.16 | 4.35 | 2.98 | 0.8 | 1.4 | 1 | 1.09 | N | South | FC
CONTRL_1_QF | CAISO System | CONTROL QFS | 30.88 | 30.57 | 29.83 | 20.93 | 19.05 | 14.88 | 12.99 | 12.84 | 14.55 | 16.87 | 20.31 | 22.05 | N | South | FC
CONTRL_1_RUSHCK | CAISO System | RUSH CREEK | 4.65 | 5.17 | 5.34 | 6.54 | 9.47 | 11.94 | 4.77 | 3.24 | 3.46 | 4.55 | 4.87 | 4.17 | N | South | FC
COPMT2_2_SOLAR2 | CAISO System | CMS2 | 0.7 | 6.05 | 14.07 | 59.55 | 62.44 | 73.09 | 67.31 | 62.44 | 58.58 | 47.85 | 2.24 | 1.1 | N | South | ID
COPMTN_2_CM10 | CAISO System | CM10 Pseudo Tie Pilot | 0.06 | 0.18 | 0.52 | 6.17 | 5.68 | 5.9 | 4.4 | 4.32 | 4.6 | 4.42 | 0.02 | 0 | N | South | PD to 7.25
COPMTN_2_SOLAR1 | CAISO System | Copper Mountain Solar 1 Pseudo Tie Pilot | 0.14 | 0.52 | 1.98 | 16.5 | 16.5 | 16.5 | 16.5 | 16.5 | 16.5 | 16.5 | 0.08 | 0.01 | N | South | PD to 16.5
CORONS_2_SOLAR | LA Basin | Master Development Corona | [12 empty] | N | South | EO | bar: JAN to DEC
CORONS_6_CLRWTR | LA Basin | Clearwater Power Plant | 28 | 28 | 28 | 28 | 28 | 28 | 28 | 28 | 28 | 28 | 28 | 28 | Y | South | FC
CORRAL_6_SJOAQN | CAISO System | Ameresco San Joaquin | 3.04 | 3.12 | 3.04 | 2.67 | 2.82 | 3.16 | 3.28 | 3.24 | 3.21 | 3.09 | 3.05 | 3.19 | N | North | ID
COTTLE_2_FRNKNH | CAISO System | Frankenheimer Power Plant | 0.23 | 0 | 0.85 | 2.64 | 2.83 | 2.86 | 3.24 | 3.11 | 2.28 | 0.48 | 0 | 0 | N | North | FC
COVERD_2_QFUNTS | CAISO System | COVE ROAD HYDRO QF UNITS | 6.57 | 7.02 | 11.67 | 14.81 | 9.18 | 4.97 | 1.2 | 0.17 | 0 | 0.08 | 0.6 | 3.04 | N | North | FC
COWCRK_2_UNIT | CAISO System | Cow Creek Hydro | 0.6 | 0.67 | 0.6 | 0.74 | 0.69 | 0.6 | 0.42 | 0.23 | 0.18 | 0.31 | 0.49 | 0.56 | Y | North | FC
CPSTNO_7_PRMADS | San Diego-IV | PRIMA DESCHECHA (CAPISTRANO) | 4.63 | 4.78 | 3.24 | 4.6 | 3.03 | 5.57 | 5.75 | 5.45 | 5.47 | 4.75 | 4.22 | 3.65 | N | South | FC
CPVERD_2_SOLAR | San Diego-IV | Campo Verde Solar | 1.09 | 9.2 | 21.01 | 84 | 89.13 | 111.24 | 111.74 | 104.05 | 101.54 | 67.12 | 3.45 | 1.84 | N | South | ID
CRELMN_6_RAMON1 | San Diego-IV | Ramona 1 | 0.02 | 0.13 | 0.3 | 1.21 | 1.28 | 1.6 | 1.61 | 1.5 | 1.46 | 0.97 | 0.05 | 0.03 | N | South | FC
CRELMN_6_RAMON2 | San Diego-IV | Ramona 2 | 0.04 | 0.33 | 0.76 | 3.02 | 3.21 | 4 | 4.02 | 3.74 | 3.65 | 2.41 | 0.12 | 0.07 | N | South | FC
CRESSY_1_PARKER | Fresno | PARKER POWERHOUSE | 0 | 0 | 0.31 | 0.77 | 1.61 | 1.63 | 1.79 | 1.54 | 1.02 | 0.57 | 0 | 0 | N | North | FC
CRESTA_7_PL1X2 | Sierra | CRESTA PH UNIT 1 & 2 AGGREGATE | 70 | 70 | 70 | 70 | 70 | 70 | 70 | 70 | 70 | 70 | 70 | 70 | Y | North | FC
CRNEVL_6_CRNVA | Fresno | Crane Valley | 0.65 | 0.65 | 0.69 | 0.75 | 0.83 | 0.84 | 0.78 | 0.71 | 0.7 | 0.69 | 0.65 | 0.62 | Y | North | FC
CRNEVL_6_SJQN 2 | Fresno | SAN JOAQUIN 2 | 3.2 | 3.2 | 3.2 | 3.2 | 3.2 | 3.2 | 3.2 | 3.2 | 3.2 | 3.2 | 3.2 | 3.2 | Y | North | FC
CRNEVL_6_SJQN 3 | Fresno | SAN JOAQUIN 3 | 4.2 | 4.2 | 4.2 | 4.2 | 4.2 | 4.2 | 4.2 | 4.2 | 4.2 | 4.2 | 4.2 | 4.2 | Y | North | FC
CROKET_7_UNIT | Bay Area | CROCKETT COGEN | 223.76 | 223.97 | 211.37 | 219.85 | 211.44 | 220.94 | 224.21 | 224.55 | 206.01 | 207.9 | 222.5 | 224.85 | N | North | FC
CRSTWD_6_KUMYAY | San Diego-IV | Kumeyaay Wind Farm | 15.28 | 14.95 | 18.16 | 15.25 | 20.37 | 17.69 | 8.66 | 5.22 | 5.6 | 11.86 | 9.82 | 8.05 | N | South | FC
CSCCOG_1_UNIT 1 | Bay Area | SANTA CLARA CO-GEN | 6 | 6 | 6 | 6 | 6 | 6 | 6 | 6 | 6 | 6 | 6 | 6 | Y | North | FC
CSCGNR_1_UNIT 1 | Bay Area | GIANERA PEAKER UNIT 1 | 24 | 24 | 24 | 24 | 24 | 24 | 24 | 24 | 24 | 24 | 24 | 24 | Y | North | FC
CSCGNR_1_UNIT 2 | Bay Area | GIANERA PEAKER UNIT 2 | 24 | 24 | 24 | 24 | 24 | 24 | 24 | 24 | 24 | 24 | 24 | 24 | Y | North | FC
CSLR4S_2_SOLAR | San Diego-IV | Csolar IV South | 1.02 | 8.61 | 19.65 | 78.56 | 83.36 | 104.04 | 104.5 | 97.31 | 94.96 | 58.09 | 3.21 | 1.7 | N | South | ID
CSTRVL_7_PL1X2 | CAISO System | Marina Land Fill Gas | 2.94 | 2.71 | 2.59 | 2.63 | 2.63 | 3 | 2.91 | 2.79 | 2.83 | 2.89 | 2.99 | 2.75 | Y | North | FC
CSTRVL_7_QFUNTS | CAISO System | Castroville QF Aggregate | 1.35 | 1.22 | 1.53 | 1.41 | 1.27 | 1.03 | 1.52 | 1.52 | 1.12 | 1.02 | 0.88 | 0.83 | N | North | FC
CTNWDP_1_QF | CAISO System | SMALL QF AGGREGATION - BURNEY | 0.05 | 0.04 | 0.07 | 0.07 | 0.12 | 0.15 | 0.16 | 0.11 | 0.05 | 0.03 | 0.03 | 0.03 | N | North | FC
CURIS_1_QF | Stockton | SMALL QF AGGREGATION - MERCED | 0 | 0 | 0.02 | 0.22 | 0.66 | 0.76 | 0.68 | 0.54 | 0.26 | 0.02 | 0 | 0 | N | North | FC
CWATER_7_UNIT 1 | CAISO System | COOLWATER GEN STA. UNIT 1 | 63 | 63 | 63 | 63 | 63 | 63 | 63 | 63 | 63 | 63 | 63 | 63 | Y | South | FC
CWATER_7_UNIT 2 | CAISO System | COOLWATER GEN STA. UNIT 2 | 81.5 | 81.5 | 81.5 | 81.5 | 81.5 | 81.5 | 81.5 | 81.5 | 81.5 | 81.5 | 81.5 | 81.5 | Y | South | FC
CWATER_7_UNIT 3 | CAISO System | COOLWATER STATION 3 AGGREGATE | 245.3 | 245.3 | 245.3 | 245.3 | 245.3 | 245.3 | 245.3 | 245.3 | 245.3 | 245.3 | 245.3 | 245.3 | Y | South | FC
CWATER_7_UNIT 4 | CAISO System | COOLWATER STATION 4 AGGREGATE | 245.9 | 245.9 | 245.9 | 245.9 | 245.9 | 245.9 | 245.9 | 245.9 | 245.9 | 245.9 | 245.9 | 245.9 | Y | South | FC
DAVIS_1_SOLAR1 | Sierra | Grasslands 3 | [12 empty] | N | North | EO | bar: JAN to DEC
DAVIS_1_SOLAR2 | Sierra | Grasslands 4 | [12 empty] | N | North | EO | bar: JAN to DEC
DAVIS_7_MNMETH | Sierra | MM Yolo Power LLC | 1.67 | 1.88 | 2.03 | 2.29 | 2.2 | 2.11 | 1.96 | 2.18 | 1.94 | 2.2 | 2.28 | 2.15 | N | North | FC
DEADCK_1_UNIT | Sierra | DEADCK_1_UNIT | 0.57 | 0.38 | 0.78 | 1.11 | 0.71 | 0.34 | 0.16 | 0 | 0 | 0 | 0 | 0.18 | N | North | FC
DEERCR_6_UNIT 1 | Sierra | DEER CREEK | 1.6 | 1.99 | 1.61 | 2.26 | 2.69 | 3.24 | 3.51 | 3.74 | 3.68 | 2.78 | 1.55 | 0.64 | Y | North | FC
DELAMO_2_SOLRC1 | LA Basin | Golden Springs Building C1 | [12 empty] | N | South | EO | bar: JAN to DEC
DELAMO_2_SOLRD | LA Basin | Golden Solar Building D | [12 empty] | N | South | EO | bar: JAN to DEC
DELTA_2_PL1X4 | Bay Area | DELTA ENERGY CENTER AGGREGATE | 861.29 | 861.29 | 855 | 845 | 835 | 820 | 813 | 813 | 813 | 835 | 850 | 861.29 | Y | North | FC
DEVERS_1_QF | LA Basin | DEVERS QFS | 10.57 | 24.91 | 65.37 | 42.32 | 66.2 | 95.47 | 24.08 | 20.22 | 13.2 | 15 | 10.74 | 7.66 | N | South | FC
DEVERS_1_SEPV05 | LA Basin | SEPV 5 | [12 empty] | N | South | EO | bar: JAN to DEC
DEVERS_1_SOLAR | LA Basin | Cascade Solar | [12 empty] | N | South | EO | bar: JAN to DEC
DEVERS_1_SOLAR1 | LA Basin | SEPV8 | [12 empty] | N | South | EO | bar: JAN to DEC
DEVERS_1_SOLAR2 | LA Basin | SEPV9 | [12 empty] | N | South | EO | bar: JAN to DEC
DEXZEL_1_UNIT | Kern | Western Power and Steam Cogeneration | 28.41 | 28.25 | 25.16 | 16.66 | 26.67 | 27.44 | 26.1 | 27.04 | 26.09 | 25.83 | 24.63 | 26.59 | N | North | FC
DIABLO_7_UNIT 1 | CAISO System | Diablo Canyon Unit 1 | 1130 | 1130 | 1130 | 1130 | 1130 | 1130 | 1130 | 1130 | 1130 | 1130 | 1130 | 1130 | N | North | FC
DIABLO_7_UNIT 2 | CAISO System | Diablo Canyon Unit 2 | 1130 | 1130 | 1130 | 1130 | 1130 | 1130 | 1130 | 1130 | 1130 | 1130 | 1130 | 1130 | N | North | FC
DINUBA_6_UNIT | Fresno | DINUBA GENERATION PROJECT | 9.87 | 9.87 | 9.87 | 9.87 | 9.87 | 9.87 | 9.87 | 9.87 | 9.87 | 9.87 | 9.87 | 9.87 | N | North | FC
DISCOV_1_CHEVRN | Kern | CHEVRON USA (EASTRIDGE) | 3.21 | 3.95 | 5.29 | 2.63 | 1.81 | 1.94 | 0.81 | 2.91 | 2.08 | 3.25 | 5.48 | 4.01 | N | North | FC
DIVSON_6_NSQF | San Diego-IV | DIVISION NAVAL STATION COGEN | 44.95 | 44.58 | 43.49 | 40.15 | 38.48 | 39.82 | 37.81 | 39.96 | 39.89 | 33.35 | 38.48 | 42.67 | N | South | FC
DMDVLY_1_UNITS | LA Basin | DIAMOND VALLEY LAKE PUMP-GEN PLANT | 0 | 5.29 | 0 | 0 | 0.15 | 3.81 | 4.27 | 7.16 | 10.83 | 4.33 | 1.03 | 0.32 | N | South | FC
DONNLS_7_UNIT | Stockton | DONNELLS HYDRO | 65.95 | 66.32 | 67.86 | 65.21 | 70.1 | 72 | 72 | 72 | 72 | 70.02 | 67.92 | 66.81 | Y | North | FC
DOSMGO_2_NSPIN | CAISO System | DOSMGO_2_NSPIN | 16.26 | 16.26 | 16.26 | 16.26 | 31.44 | 47.15 | 44.53 | 47.15 | 30.89 | 24.39 | 15.18 | 16.26 | N | South | FC
DOUBLC_1_UNITS | Kern | DOUBLE "C" LIMITED | 52.23 | 52.23 | 52.23 | 52.23 | 52.23 | 52.23 | 52.23 | 52.23 | 52.23 | 52.23 | 52.23 | 52.23 | Y | North | FC
DREWS_6_PL1X4 | LA Basin | DREWS UNIT AGGREGATE | 36 | 36 | 36 | 36 | 36 | 36 | 36 | 36 | 36 | 36 | 36 | 36 | Y | South | FC
DRUM_7_PL1X2 | Sierra | Drum PH 1 Units 1 & 2 Aggregate | 26 | 26 | 26 | 26 | 26 | 26 | 26 | 26 | 26 | 26 | 26 | 26 | Y | North | FC
DRUM_7_PL3X4 | Sierra | Drum PH 1 Units 3 & 4 Aggregate | 27.4 | 27.4 | 27.4 | 27.4 | 27.4 | 27.4 | 27.4 | 27.4 | 27.4 | 27.4 | 27.4 | 27.4 | Y | North | FC
DRUM_7_UNIT 5 | Sierra | DRUM PH 2 UNIT 5 | 49.5 | 49.5 | 49.5 | 49.5 | 49.5 | 49.5 | 49.5 | 49.5 | 49.5 | 49.5 | 49.5 | 49.5 | Y | North | FC
DSABLA_7_UNIT | CAISO System | De Sabla Hydro | 10.61 | 10.43 | 10.28 | 10.05 | 9.71 | 15.46 | 14.36 | 11.67 | 8.48 | 6.55 | 8.15 | 8.14 | Y | North | FC
DSRTSN_2_SOLAR1 | CAISO System | Desert Sunlight 300 | 2.35 | 19.86 | 45.36 | 181.3 | 192.37 | 240.1 | 241.16 | 224.56 | 219.15 | 144.88 | 7.36 | 3.89 | N | South | FC
DSRTSN_2_SOLAR2 | CAISO System | Desert Sunlight 250 | 1.76 | 14.85 | 33.91 | 135.54 | 143.82 | 179.49 | 180.29 | 167.88 | 163.83 | 84.81 | 5.5 | 2.91 | N | South | FC
DUANE_1_PL1X3 | Bay Area | DONALD VON RAESFELD POWER PROJECT | 147.8 | 147.8 | 147.8 | 147.8 | 147.8 | 147.8 | 147.8 | 147.8 | 147.8 | 147.8 | 147.8 | 147.8 | Y | North | FC
DUTCH1_7_UNIT 1 | Sierra | DUTCH FLAT 1 PH | 22 | 22 | 22 | 22 | 22 | 22 | 22 | 22 | 22 | 22 | 22 | 22 | Y | North | FC
DUTCH2_7_UNIT 1 | Sierra | DUTCH FLAT 2 PH | 26 | 26 | 26 | 26 | 26 | 26 | 26 | 26 | 26 | 26 | 26 | 26 | Y | North | FC
DVLCYN_1_UNITS | LA Basin | DEVIL CANYON HYDRO UNITS 1-4 AGGREGATE | 189.19 | 127.18 | 234.97 | 234.97 | 234.97 | 234.97 | 234.97 | 234.97 | 234.97 | 194.61 | 230.84 | 86.75 | Y | South | FC
EASTWD_7_UNIT | Big Creek-Ventura | EASTWOOD PUMP-GEN | 199 | 199 | 199 | 199 | 199 | 199 | 199 | 199 | 199 | 199 | 199 | 199 | N | South | FC
EDMONS_2_NSPIN | Big Creek-Ventura | EDMONS_2_NSPIN | 236 | 236 | 236 | 236 | 236 | 236 | 236 | 236 | 236 | 236 | 236 | 236 | N | South | FC
ELCAJN_6_LM6K | San Diego-IV | El Cajon Energy Center | 48.1 | 48.1 | 48.1 | 48.1 | 48.1 | 48.1 | 48.1 | 48.1 | 48.1 | 48.1 | 48.1 | 48.1 | Y | South | FC
ELCAJN_6_UNITA1 | San Diego-IV | Cuyamaca Peak Energy Plant | 45.42 | 45.42 | 45.42 | 45.42 | 45.42 | 45.42 | 45.42 | 45.42 | 45.42 | 45.42 | 45.42 | 45.42 | Y | South | FC
ELCAJN_7_GT1 | San Diego-IV | EL CAJON | 16 | 16 | 16 | 16 | 16 | 16 | 16 | 16 | 16 | 16 | 16 | 16 | Y | South | FC
ELDORO_7_UNIT 1 | Sierra | El Dorado Unit 1 | 11 | 11 | 11 | 11 | 11 | 11 | 11 | 11 | 11 | 11 | 11 | 11 | Y | North | FC
ELDORO_7_UNIT 2 | Sierra | El Dorado Unit 2 | 11 | 11 | 11 | 11 | 11 | 11 | 11 | 11 | 11 | 11 | 11 | 11 | Y | North | FC
ELECTR_7_PL1X3 | CAISO System | ELECTRA PH UNIT 1 & 2 AGGREGATE | 98 | 98 | 98 | 98 | 98 | 98 | 98 | 98 | 98 | 98 | 98 | 98 | Y | North | FC
ELKCRK_6_STONYG | CAISO System | STONEY GORGE HYDRO AGGREGATE | 1.8 | 2.4 | 2.7 | 2.2 | 1.6 | 1.7 | 2.2 | 2 | 1.4 | 0.4 | 0.1 | 0.9 | Y | North | FC
ELKHIL_2_PL1X3 | CAISO System | ELK HILLS COMBINED CYCLE (AGGREGATE) | 435 | 435 | 435 | 435 | 435 | 435 | 435 | 435 | 435 | 435 | 435 | 435 | Y | North | FC
ELLIS_2_QF | LA Basin | ELLIS QFS | 0 | 0 | 0 | 0 | 0 | 0 | 0 | 0.01 | 0 | 0 | 0 | 0 | N | South | FC
ELNIDP_6_BIOMAS | Fresno | El Nido Biomass to Energy | 5.38 | 5.62 | 6.13 | 6.04 | 6.59 | 7.49 | 7.45 | 6.09 | 3.85 | 3.28 | 5.58 | 3.5 | N | North | FC
ELSEGN_2_UN1011 | LA Basin | El Segundo Energy Center 5/6 | 263 | 263 | 263 | 263 | 263 | 263 | 263 | 263 | 263 | 263 | 263 | 263 | Y | South | FC
ELSEGN_2_UN2021 | LA Basin | El Segundo Energy Center 7/8 | 263.68 | 263.68 | 263.68 | 263.68 | 263.68 | 263.68 | 263.68 | 263.68 | 263.68 | 263.68 | 263.68 | 263.68 | Y | South | FC
ELSEGN_7_UNIT 4 | LA Basin | EL SEGUNDO GEN STA. UNIT 4 | 335 | 335 | 335 | 335 | 335 | 335 | 335 | 335 | 335 | 335 | 335 | 335 | Y | South | FC
ENCINA_7_EA1 | San Diego-IV | ENCINA UNIT 1 | 106 | 106 | 106 | 106 | 106 | 106 | 106 | 106 | 106 | 106 | 106 | 106 | Y | South | FC
ENCINA_7_EA2 | San Diego-IV | ENCINA UNIT 2 | 104 | 104 | 104 | 104 | 104 | 104 | 104 | 104 | 104 | 104 | 104 | 104 | Y | South | FC
ENCINA_7_EA3 | San Diego-IV | ENCINA UNIT 3 | 110 | 110 | 110 | 110 | 110 | 110 | 110 | 110 | 110 | 110 | 110 | 110 | Y | South | FC
ENCINA_7_EA4 | San Diego-IV | ENCINA UNIT 4 | 300 | 300 | 300 | 300 | 300 | 300 | 300 | 300 | 300 | 300 | 300 | 300 | Y | South | FC
ENCINA_7_EA5 | San Diego-IV | ENCINA UNIT 5 | 330 | 330 | 330 | 330 | 330 | 330 | 330 | 330 | 330 | 330 | 330 | 330 | Y | South | FC
ENCINA_7_GT1 | San Diego-IV | ENCINA GAS TURBINE UNIT 1 | 14.5 | 14.5 | 14.5 | 14.5 | 14.5 | 14.5 | 14.5 | 14.5 | 14.5 | 14.5 | 14.5 | 14.5 | Y | South | FC
ESCNDO_6_PL1X2 | San Diego-IV | MMC Escondido Aggregate | 48.71 | 48.71 | 48.71 | 48.71 | 48.71 | 48.71 | 48.71 | 48.71 | 48.71 | 48.71 | 48.71 | 48.71 | Y | South | FC
ESCNDO_6_UNITB1 | San Diego-IV | CalPeak Power Enterprise Unit 1 | 48 | 48 | 48 | 48 | 48 | 48 | 48 | 48 | 48 | 48 | 48 | 48 | Y | South | FC
ESCO_6_GLMQF | San Diego-IV | GOAL LINE L.P. | 37 | 35.55 | 35.74 | 32.38 | 34.79 | 35.72 | 33.06 | 38.06 | 35.47 | 23.71 | 25.84 | 32.73 | N | South | FC
ESQUON_6_LNDFIL | CAISO System | Neal Road Landfill Generating Facility | [12 empty] | N | North | EO | bar: JAN to DEC
ETIWND_2_CHMPNE | LA Basin | Champagne | [12 empty] | N | South | EO | bar: JAN to DEC
ETIWND_2_FONTNA | LA Basin | FONTANALYTLE CREEK POWERHOUSE P | 0.9 | 1.21 | 1.07 | 1.13 | 1.2 | 1.17 | 0.78 | 0.66 | 0.65 | 0.6 | 0.76 | 0.68 | N | South | FC
ETIWND_2_QF | LA Basin | ETIWANDA QFS | 11.35 | 11.53 | 10.06 | 7.51 | 10.23 | 16.18 | 15.23 | 15.13 | 14.5 | 9.5 | 11.67 | 11.55 | N | South | FC
ETIWND_6_GRPLND | LA Basin | Grapeland Peaker | 46 | 46 | 46 | 46 | 46 | 46 | 46 | 46 | 46 | 46 | 46 | 46 | N | South | FC
ETIWND_6_MWDETI | LA Basin | ETIWANDA RECOVERY HYDRO | 7.87 | 8.17 | 7.19 | 9.1 | 3.71 | 4.54 | 9.76 | 8.06 | 7.25 | 8.74 | 8.44 | 7.31 | N | South | FC
ETIWND_7_MIDVLY | LA Basin | MN Mid Valley Genco LLC | 1.64 | 1.6 | 1.68 | 1.69 | 1.92 | 1.85 | 1.68 | 1.67 | 1.66 | 1.53 | 1.51 | 1.63 | Y | South | FC
ETIWND_7_UNIT 3 | LA Basin | ETIWANDA GEN STA. UNIT 3 | 320 | 320 | 320 | 320 | 320 | 320 | 320 | 320 | 320 | 320 | 320 | 320 | Y | South | FC
ETIWND_7_UNIT 4 | LA Basin | ETIWANDA GEN STA. UNIT 4 | 320 | 320 | 320 | 320 | 320 | 320 | 320 | 320 | 320 | 320 | 320 | 320 | Y | South | FC
EXCHEC_7_UNIT 1 | Fresno | EXCHEQUER HYDRO | 94.2 | 94.2 | 94.2 | 94.2 | 94.2 | 94.2 | 94.2 | 94.2 | 94.2 | 94.2 | 94.2 | 94.2 | Y | North | FC
FAIRHV_6_UNIT | Humboldt | FAIRHAVEN POWER CO. | 16.17 | 14.93 | 15.33 | 15.68 | 15.77 | 15.81 | 16.18 | 16.57 | 16 | 15.59 | 15.79 | 15.99 | N | North | FC
FELLOW_7_QFUNTS | CAISO System | Fellow QF Aggregate | 0.51 | 1.6 | 1.75 | 1.44 | 1.5 | 0.56 | 0.89 | 1.26 | 0.91 | 1 | 0.92 | 0.95 | N | North | FC | Local area definition change for 2015. See LCR Report.
FLOWD1_6_ALTPP1 | Bay Area | ALTAMONT POWER LLC (PARTNERS 1) | 0 | 0 | 0 | 0 | 0 | 0 | 0 | 0 | 0 | 0 | 0 | 0 | N | North | FC
FLOWD2_2_FPLWND | CAISO System | DIABLO WINDS | 0.87 | 1.73 | 3.75 | 5.67 | 1.46 | 0.21 | 5.08 | 5.08 | 0.14 | 0.43 | 0.47 | 0.66 | N | North | FC
FLOWD2_2_UNIT 1 | CAISO System | SMALL QF AGGREGATION - LIVERMORE | 0 | 0.71 | 1.82 | 1.41 | 3.4 | 2.28 | 2.67 | 3.71 | 1.57 | 0.56 | 0 | 0 | N | North | FC
FMEADO_6_HELLHL | Sierra | FMEADO_6_HELLHL | 0.12 | 0.19 | 0.2 | 0.29 | 0.43 | 0.56 | 0.51 | 0.33 | 0.44 | 0.45 | 0.39 | 0.31 | N | North | FC
FMEADO_7_UNIT | Sierra | FRENCH MEADOWS HYDRO | 14.44 | 14.45 | 14.88 | 15.41 | 16.35 | 17.16 | 16.83 | 16.01 | 14.99 | 14.24 | 14.2 | 14.24 | Y | North | FC
FORBST_7_UNIT 1 | Sierra | FORBESTOWN HYDRO | 37.5 | 37.5 | 37.5 | 37.5 | 37.5 | 37.5 | 37.5 | 37.5 | 37.5 | 37.5 | 37.5 | 37.5 | Y | North | FC
FORKBU_6_UNIT | CAISO System | HYPOWER, INC. (FORKS OF BUTTE) | 5.63 | 6.92 | 11.13 | 12.35 | 9.22 | 12.13 | 5 | 0.6 | 0 | 0.34 | 1.04 | 4.36 | N | North | FC
FRIANT_6_UNITS | Fresno | FRIANT DAM | 2.45 | 5.92 | 6.31 | 6 | 6.96 | 16.74 | 20.89 | 16.35 | 10.65 | 6.45 | 2.03 | 1.45 | N | North | FC
FRITO_1_LAY | CAISO System | FRITO-LAY | 0.09 | 0.08 | 0.06 | 0.08 | 0.07 | 0.08 | 0.06 | 0.08 | 0.06 | 0.08 | 0.09 | 0.12 | N | North | FC | Local area definition change for 2015. See LCR Report.
FROGTN_7_UTICA | Stockton | FROGTN_7_UTICA | [12 empty] | Y | North | EO | bar: JAN to DEC
FTSWRD_6_TRFORK | Humboldt | Three Forks Water Power Project | [12 empty] | N | North | EO | bar: JAN to DEC
FTSWRD_7_QFUNTS | Humboldt | FTSWRD_7_QFUNTS | 0.55 | 0.48 | 0.55 | 0.55 | 0.55 | 0.52 | 0.34 | 0.26 | 0.18 | 0.13 | 0.02 | 0 | N | North | FC
FULTON_1_QF | NCNB | SMALL QF AGGREGATION - ZENIA | 0.24 | 0.19 | 0.17 | 0.17 | 0.15 | 0.12 | 0.09 | 0.07 | 0.06 | 0.1 | 0.07 | 0.12 | N | North | FC
GALE_1_SEGS1 | CAISO System | SUNRAY ENERGY, INC. - SEGS 1 | 0 | 0.03 | 0.36 | 2.95 | 5.58 | 9.44 | 4.43 | 4.91 | 5.79 | 1.4 | 0.01 | 0 | N | South | FC
GARNET_1_SOLAR | LA Basin | North Palm Springs 4A | [12 empty] | N | South | EO | bar: JAN to DEC
GARNET_1_UNITS | LA Basin | GARNET GREEN POWER PROJECT AGGREGATE | 0.55 | 1.1 | 2.39 | 3.61 | 4.23 | 4.41 | 3.23 | 3.23 | 2.77 | 2.08 | 1.49 | 0.42 | N | South | FC
GARNET_1_WIND | LA Basin | GARNET WIND ENERGY CENTER | 0.18 | 0.61 | 1.64 | 0.54 | 0.91 | 2.66 | 0.5 | 0.18 | 0.27 | 0.34 | 0.22 | 0.22 | N | South | FC
GARNET_1_WINDS | LA Basin | Garnet Winds Aggregation | 0.77 | 2.8 | 6.7 | 5.23 | 8.22 | 10.21 | 3.96 | 3.83 | 3.31 | 2.96 | 0.98 | 1.21 | N | South | FC
GARNET_1_WT3WND | LA Basin | Wagner Wind | [12 empty] | N | South | EO | bar: JAN to DEC
GATES_2_SOLAR | CAISO System | Gates Solar Station | 0.15 | 1.32 | 3.02 | 12.08 | 12.82 | 16 | 16.88 | 16.03 | 15.09 | 10.61 | 0.49 | 0.26 | N | North | ID
GATES_2_WSOLAR | CAISO System | West Gates Solar Station | [12 empty] | N | North | EO | bar: JAN to DEC
GATES_6_PL1X2 | Fresno | Gates Peaker | 0 | 0 | 0 | 0 | 0 | 0 | 0 | 0 | 0 | 0 | 0 | 0 | Y | North | FC
GATWAY_2_PL1X3 | Bay Area | GATEWAY GENERATING STATION | 562.5 | 562.5 | 562.5 | 562.5 | 562.5 | 562.5 | 562.5 | 562.5 | 562.5 | 562.5 | 562.5 | 562.5 | Y | North | FC
GENESI_2_STG | CAISO System | Genesis Station | 1.96 | 16.56 | 37.8 | 151.08 | 160.31 | 200.08 | 200.97 | 187.14 | 182.62 | 120.73 | 6.23 | 3.32 | N | South | FC
GEYS11_7_UNIT11 | NCNB | GEYSERS UNIT 11 (HEALDSBURG) | 65 | 65 | 65 | 65 | 65 | 65 | 65 | 65 | 65 | 65 | 65 | 65 | Y | North | FC
GEYS12_7_UNIT12 | NCNB | GEYSERS UNIT 12 (HEALDSBURG) | 50 | 50 | 50 | 50 | 50 | 50 | 50 | 50 | 50 | 50 | 50 | 50 | Y | North | FC
GEYS13_7_UNIT13 | NCNB | GEYSERS UNIT 13 (HEALDSBURG) | 56 | 56 | 56 | 56 | 56 | 56 | 56 | 56 | 56 | 56 | 56 | 56 | N | North | FC
GEYS14_7_UNIT14 | NCNB | GEYSERS UNIT 14 (HEALDSBURG) | 50 | 50 | 50 | 50 | 50 | 50 | 50 | 50 | 50 | 50 | 50 | 50 | N | North | FC
GEYS16_7_UNIT16 | NCNB | GEYSERS UNIT 16 (HEALDSBURG) | 49 | 49 | 49 | 49 | 49 | 49 | 49 | 49 | 49 | 49 | 49 | 49 | N | North | FC
GEYS17_2_BOTRCK | NCNB | GEYS17_2_BOTRCK | 14.7 | 14.7 | 14.7 | 14.7 | 14.7 | 14.7 | 14.7 | 14.7 | 14.7 | 14.7 | 14.7 | 14.7 | Y | North | FC
GEYS17_7_UNIT17 | NCNB | GEYSERS UNIT 17 (HEALDSBURG) | 53 | 53 | 53 | 53 | 53 | 53 | 53 | 53 | 53 | 53 | 53 | 53 | Y | North | FC
GEYS18_7_UNIT18 | NCNB | GEYSERS UNIT 18 (HEALDSBURG) | 45 | 45 | 45 | 45 | 45 | 45 | 45 | 45 | 45 | 45 | 45 | 45 | Y | North | FC
GEYS20_7_UNIT20 | NCNB | GEYSERS UNIT 20 (HEALDSBURG) | 40 | 40 | 40 | 40 | 40 | 40 | 40 | 40 | 40 | 40 | 40 | 40 | Y | North | FC
GIFFEN_6_SOLAR | CAISO System | Giffen Solar Station | 0.08 | 0.66 | 1.55 | 7.1 | 7.37 | 8.28 | 8.42 | 7.41 | 7.09 | 5.6 | 0.25 | 0.13 | N | North | ID
GILROY_1_UNIT | Bay Area | GILROY COGEN AGGREGATE | 120 | 120 | 120 | 120 | 115 | 110 | 105 | 105 | 110 | 120 | 120 | 120 | N | North | FC
GILRPP_1_PL1X2 | Bay Area | GILROY ENERGY CENTER UNITS 1&2 AGGREGATE | 94.5 | 94.5 | 94.5 | 93 | 92 | 91 | 91 | 91 | 92 | 93 | 94.5 | 94.5 | Y | North | FC
GILRPP_1_PL3X4 | Bay Area | GILROY ENERGY CENTER, UNIT #3 | 46.2 | 46.2 | 46.2 | 46.2 | 46.2 | 46 | 46 | 46 | 46 | 46.2 | 46.2 | 46.2 | Y | North | FC
GLDTWN_6_COLUM3 | CAISO System | Columbia 3 | 0.08 | 0.66 | 1.51 | 6.04 | 6.41 | 8 | 8.04 | 7.49 | 7.3 | 4.83 | 0.25 | 0.13 | N | South | ID
GLDTWN_6_SOLAR | CAISO System | Rio Grande | 0.04 | 0.33 | 0.76 | 3.02 | 3.21 | 4 | 4.02 | 3.74 | 3.65 | 2.41 | 0.12 | 0.07 | N | South | ID
GLNARM_7_UNIT 1 | LA Basin | GLEN ARM UNIT 1 | 22.07 | 22.07 | 22.07 | 22.07 | 22.07 | 22.07 | 22.07 | 22.07 | 22.07 | 22.07 | 22.07 | 22.07 | Y | South | FC
GLNARM_7_UNIT 2 | LA Basin | GLEN ARM UNIT 2 | 22.3 | 22.3 | 22.3 | 22.3 | 22.3 | 22.3 | 22.3 | 22.3 | 22.3 | 22.3 | 22.3 | 22.3 | Y | South | FC
GLNARM_7_UNIT 3 | LA Basin | GLEN ARM UNIT 3 | 44.83 | 44.83 | 44.83 | 44.83 | 44.83 | 44.83 | 44.83 | 44.83 | 44.83 | 44.83 | 44.83 | 44.83 | Y | South | FC
GLNARM_7_UNIT 4 | LA Basin | GLEN ARM UNIT 4 | 42.42 | 42.42 | 42.42 | 42.42 | 42.42 | 42.42 | 42.42 | 42.42 | 42.42 | 42.42 | 42.42 | 42.42 | Y | South | FC
GLOW_6_SOLAR | Big Creek-Ventura | Antelope Power Plant | [12 empty] | N | South | EO | bar: JAN to DEC
GOLDHL_1_QF | Sierra | SMALL QF AGGREGATION - PLACERVILLE | 0 | 0 | 0 | 0 | 0 | 0 | 0 | 0 | 0 | 0 | 0 | 0 | N | North | FC
GOLETA_2_QF | Big Creek-Ventura | GOLETA QFS | 0.07 | 0.07 | 0.06 | 0.05 | 0.07 | 0.08 | 0.09 | 0.09 | 0.08 | 0.07 | 0.06 | 0.05 | N | South | FC
GOLETA_6_ELLWOD | Big Creek-Ventura | ELLWOOD ENERGY SUPPORT FACILITY | 54 | 54 | 54 | 54 | 54 | 54 | 54 | 54 | 54 | 54 | 54 | 54 | Y | South | FC
GOLETA_6_EXGEN | Big Creek-Ventura | EXXON COMPANY USA | 3.12 | 4.42 | 4.35 | 4.54 | 1.71 | 1.24 | 0.64 | 0.79 | 0.56 | 0.93 | 1.61 | 2.65 | N | South | FC
GOLETA_6_GAVOTA | Big Creek-Ventura | Point Arguello Pipeline Company | 0.88 | 0.83 | 0.77 | 1.01 | 0.9 | 0.85 | 0.78 | 0.75 | 0.31 | 0.73 | 0.38 | 0.57 | N | South | FC
GOLETA_6_TAJIGS | Big Creek-Ventura | GOLETA_6_TAJIGS | 2.84 | 2.86 | 2.85 | 2.82 | 2.82 | 2.79 | 2.84 | 2.82 | 2.82 | 2.71 | 2.79 | 2.85 | N | South | FC
GRIDLY_6_SOLAR | Sierra | GRIDLEY MAIN TWO | [12 empty] | N | North | EO | bar: JAN to DEC
GRIZLY_1_UNIT 1 | CAISO System | GRIZZLY HYDRO | 17.7 | 17.7 | 17.7 | 17.7 | 17.7 | 17.7 | 17.7 | 17.7 | 17.7 | 17.7 | 17.7 | 17.7 | Y | North | FC
GRNLF1_1_UNITS | Sierra | GREENLEAF #1 COGEN AGGREGATE | 49.2 | 48.85 | 48.54 | 48.11 | 47.46 | 46.96 | 46.9 | 46.96 | 47.06 | 47.74 | 48.6 | 49.16 | Y | North | FC
GRNLF2_1_UNIT | Sierra | GREENLEAF II COGEN | 41.23 | 36 | 37.6 | 41.17 | 37.73 | 42.4 | 40.75 | 42.47 | 40.05 | 40.07 | 34.98 | 29.46 | N | North | FC
GRNVLY_7_SCLAND | CAISO System | SANTA CRUZ LANDFILL GENERATING PLANT | 2.39 | 2.46 | 2.5 | 2.36 | 2.31 | 2.14 | 2.1 | 2.12 | 2.18 | 2.22 | 2.33 | 2.49 | N | North | FC
GRSCRK_6_BGCKWW | Humboldt | BIG CREEK WATER WORKS - CEDAR FLAT | 1.04 | 0.4 | 0.8 | 0.9 | 0.27 | 0.17 | 0 | 0 | 0 | 0 | 0 | 0 | N | North | FC
GRZZLY_1_BERKLY | Bay Area | PE - BERKELEY, INC. | 24.08 | 19.06 | 22.42 | 21.91 | 24.9 | 24.8 | 23.67 | 24.66 | 23.73 | 22.7 | 20.1 | 23.06 | N | North | FC
GUERNS_6_SOLAR | Fresno | Guernsey Solar Station | 0.16 | 1.32 | 3.02 | 12.09 | 12.83 | 16.01 | 16.08 | 14.97 | 14.61 | 9.66 | 0.5 | 0.27 | N | North | ID
GWFPWR_1_UNITS | Fresno | HANFORD PEAKER PLANT | 84.4 | 84.4 | 84.4 | 84.4 | 84.4 | 84.4 | 84.4 | 84.4 | 84.4 | 84.4 | 84.4 | 84.4 | Y | North | FC
GYS5X6_7_UNITS | NCNB | GEYSERS UNITS 5 & 6 AGGREGATE | 80 | 80 | 80 | 80 | 80 | 80 | 80 | 80 | 80 | 80 | 80 | 80 | Y | North | FC
GYS7X8_7_UNITS | NCNB | GEYSERS UNITS 7 & 8 AGGREGATE | 76 | 76 | 76 | 76 | 76 | 76 | 76 | 76 | 76 | 76 | 76 | 76 | Y | North | FC
GYSRVL_7_WSPRNG | NCNB | Sonoma CWA Warm Springs Hydro | 1.33 | 2.35 | 2.33 | 1.68 | 0.88 | 1.68 | 1.76 | 1.68 | 0.94 | 1.42 | 1.44 | 1.43 | N | North | FC
HAASPH_7_PL1X2 | Fresno | HAAS PH UNIT 1 & 2 AGGREGATE | 136.31 | 136.05 | 136.39 | 136.44 | 136.88 | 139.81 | 138.59 | 136.3 | 138.81 | 142.9 | 140.74 | 136.54 | Y | North | FC
HALSEY_6_UNIT | Sierra | HALSEY HYDRO | 5.69 | 5.86 | 4.38 | 5.14 | 7.5 | 7.23 | 7.52 | 6.44 | 6.33 | 4.97 | 2.29 | 1.92 | Y | North | FC
HARBGN_7_UNITS | LA Basin | HARBOR COGEN COMBINED CYCLE | 100 | 100 | 100 | 100 | 100 | 100 | 100 | 100 | 100 | 100 | 100 | 100 | Y | South | FC
HATCR1_7_UNIT | CAISO System | Hat Creek #1 | 3.72 | 3.6 | 3.7 | 2.92 | 2.99 | 3.22 | 3.08 | 2.75 | 2.59 | 2.7 | 3.19 | 3.4 | Y | North | FC
HATCR2_7_UNIT | CAISO System | Hat Creek #2 | 5.04 | 4.93 | 5.05 | 4.21 | 4.36 | 4.44 | 4.28 | 3.95 | 3.82 | 4.25 | 4.84 | 5.09 | Y | North | FC
HATLOS_6_LSCRK | CAISO System | Lost Creek 1 & 2 Hydro Conversion | 0.84 | 0.83 | 0.88 | 0.88 | 0.83 | 0.78 | 0.75 | 0.69 | 0.69 | 0.82 | 0.8 | 0.84 | Y | North | FC
HATLOS_6_QFUNTS | CAISO System | HAT CREEK HYDRO QF UNITS | 1.16 | 1.16 | 1.19 | 1.19 | 1.19 | 1.15 | 1.13 | 0.99 | 1.14 | 1.2 | 1.2 | 1.19 | N | North | FC
HATRDG_2_WIND | CAISO System | Hatchet Ridge Wind Farm | 3.08 | 6.12 | 13.27 | 20.04 | 23.52 | 24.53 | 17.96 | 17.98 | 15.42 | 11.58 | 2.51 | 2.33 | N | North | FC
HAYPRS_6_QFUNTS | Sierra | HAYPRESS HYDRO QF UNITS | 0.79 | 0.62 | 1.53 | 5.54 | 7.9 | 4.25 | 2.82 | 0.3 | 0 | 0 | 0.14 | 0.83 | N | North | FC
HELMPG_7_UNIT 1 | Fresno | HELMS PUMP-GEN UNIT 1 | 404 | 404 | 404 | 404 | 404 | 404 | 404 | 404 | 404 | 404 | 404 | 404 | Y | North | FC
HELMPG_7_UNIT 2 | Fresno | HELMS PUMP-GEN UNIT 2 | 404 | 404 | 404 | 404 | 404 | 404 | 404 | 404 | 404 | 404 | 404 | 404 | Y | North | FC
HELMPG_7_UNIT 3 | Fresno | HELMS PUMP-GEN UNIT 3 | 404 | 404 | 404 | 404 | 404 | 404 | 404 | 404 | 404 | 404 | 404 | 404 | Y | North | FC
HENRTA_6_UNITA1 | Fresno | GWF HENRIETTA PEAKER PLANT UNIT 1 | 45.33 | 45.33 | 45.33 | 45.33 | 45.33 | 45.33 | 45.33 | 45.33 | 45.33 | 45.33 | 45.33 | 45.33 | Y | North | FC
HENRTA_6_UNITA2 | Fresno | GWF HENRIETTA PEAKER PLANT UNIT 2 | 45.23 | 45.23 | 45.23 | 45.23 | 45.23 | 45.23 | 45.23 | 45.23 | 45.23 | 45.23 | 45.23 | 45.23 | Y | North | FC
HIDSRT_2_UNITS | CAISO System | HIGH DESERT POWER PROJECT AGGREGATE | 746 | 746 | 746 | 746 | 746 | 746 | 746 | 746 | 746 | 746 | 746 | 746 | Y | South | FC
HIGGNS_1_COMBIE | Sierra | Combie South | [12 empty] | N | North | EO | bar: JAN to DEC
HIGGNS_7_QFUNTS | Sierra | HIGGNS_7_QFUNTS | 0.21 | 0.19 | 0.2 | 0.29 | 0.27 | 0.27 | 0.26 | 0.25 | 0.22 | 0.1 | 0.06 | 0.1 | N | North | FC
HILAND_7_YOLOWD | NCNB | CLEAR LAKE UNIT 1 | [12 empty] | N | North | EO | bar: JAN to DEC
HINSON_6_CARBGN | LA Basin | BP WILMINGTON CALCINER | 28.96 | 29 | 28.67 | 19.47 | 22.81 | 29 | 29 | 29 | 28.34 | 28.55 | 27.06 | 27.41 | N | South | FC
HINSON_6_LBECH1 | LA Basin | HINSON_6_LBECH1 | 65 | 65 | 65 | 65 | 65 | 65 | 65 | 65 | 65 | 65 | 65 | 65 | N | South | FC
HINSON_6_LBECH2 | LA Basin | HINSON_6_LBECH2 | 65 | 65 | 65 | 65 | 65 | 65 | 65 | 65 | 65 | 65 | 65 | 65 | N | South | FC
HINSON_6_LBECH3 | LA Basin | HINSON_6_LBECH3 | 65 | 65 | 65 | 65 | 65 | 65 | 65 | 65 | 65 | 65 | 65 | 65 | N | South | FC
HINSON_6_LBECH4 | LA Basin | HINSON_6_LBECH4 | 65 | 65 | 65 | 65 | 65 | 65 | 65 | 65 | 65 | 65 | 65 | 65 | N | South | FC
HINSON_6_SERRGN | LA Basin | CITY OF LONG BEACH | 25.91 | 25.38 | 27.11 | 26.54 | 27.92 | 29.54 | 27.19 | 27.07 | 26.62 | 24.31 | 25.43 | 27 | N | South | FC
HIWAY_7_ACANYN | NCNB | GAS RECOVERY(AMERICA CANYON) | 0.54 | 0.56 | 0.54 | 0.45 | 0.53 | 0.37 | 0.28 | 0.33 | 0.36 | 0.4 | 0.32 | 0.19 | N | North | FC
HMLTBR_6_UNITS | CAISO System | HAMILTON BRANCH PH (AGGREGATE) | 0.73 | 0.95 | 1.01 | 2.1 | 1.06 | 1.08 | 4.9 | 4.9 | 0.54 | 0.67 | 0.73 | 0.7 | Y | North | FC
HNTGBH_7_UNIT 1 | LA Basin | HUNTINGTON BEACH GEN STA. UNIT 1 | 225.75 | 225.75 | 225.75 | 225.75 | 225.75 | 225.75 | 225.75 | 225.75 | 225.75 | 225.75 | 225.75 | 225.75 | Y | South | FC
HNTGBH_7_UNIT 2 | LA Basin | HUNTINGTON BEACH GEN STA. UNIT 2 | 225.8 | 225.8 | 225.8 | 225.8 | 225.8 | 225.8 | 225.8 | 225.8 | 225.8 | 225.8 | 225.8 | 225.8 | Y | South | FC
HOLGAT_1_BORAX | CAISO System | U.S. Borax, Unit 1 | 23.65 | 23.63 | 22.71 | 10.9 | 20.97 | 19.57 | 17.6 | 19.17 | 18.93 | 20.43 | 20.87 | 21.96 | N | South | FC
HUMBPP_1_UNITS3 | Humboldt | Humboldt Bay Generating Station 3 | 65 | 65 | 65 | 65 | 65 | 65 | 65 | 65 | 65 | 65 | 65 | 65 | Y | North | FC
HUMBPP_6_UNITS1 | Humboldt | Humboldt Bay Generating Station 1 | 48.81 | 48.81 | 48.81 | 48.81 | 48.81 | 48.81 | 48.81 | 48.81 | 48.81 | 48.81 | 48.81 | 48.81 | Y | North | FC
HUMBPP_6_UNITS2 | Humboldt | Humboldt Bay Generating Station 2 | 48.81 | 48.81 | 48.81 | 48.81 | 48.81 | 48.81 | 48.81 | 48.81 | 48.81 | 48.81 | 48.81 | 48.81 | Y | North | FC
HUMBSB_1_QF | Humboldt | SMALL QF AGGREGATION - TRINITY | 0 | 0 | 0 | 0 | 0 | 0 | 0 | 0 | 0 | 0 | 0 | 0 | N | North | FC
HURON_6_SOLAR | Fresno | Huron Solar Station | 0.15 | 1.33 | 3.09 | 13.79 | 14.82 | 16.56 | 16.38 | 15.49 | 14.57 | 9.94 | 0.49 | 0.26 | N | North | ID
HYTTHM_2_UNITS | CAISO System | HYATT-THERMALITO PUMP-GEN (AGGREGATE) | 103.2 | 41.36 | 67.89 | 201.23 | 422 | 529.56 | 466.32 | 402.4 | 339.93 | 231.84 | 272.14 | 188.85 | Y | South | FC
IGNACO_1_QF | NCNB | SMALL QF AGGREGATION - VALLEJO/DINSMORE | 0 | 0 | 0.02 | 0.02 | 0.02 | 0 | 0 | 0 | 0.01 | 0.02 | 0 | 0.02 | N | North | FC
INDIGO_1_UNIT 1 | LA Basin | INDIGO PEAKER UNIT 1 | 42 | 42 | 42 | 42 | 42 | 42 | 42 | 42 | 42 | 42 | 42 | 42 | Y | South | FC
INDIGO_1_UNIT 2 | LA Basin | INDIGO PEAKER UNIT 2 | 42 | 42 | 42 | 42 | 42 | 42 | 42 | 42 | 42 | 42 | 42 | 42 | Y | South | FC
INDIGO_1_UNIT 3 | LA Basin | INDIGO PEAKER UNIT 3 | 42 | 42 | 42 | 42 | 42 | 42 | 42 | 42 | 42 | 42 | 42 | 42 | Y | South | FC
INLDEM_5_UNIT 1 | LA Basin | Inland Empire Energy Center, Unit 1 | 365 | 365 | 365 | 360 | 350 | 340 | 335 | 335 | 340 | 350 | 360 | 365 | Y | South | FC
INLDEM_5_UNIT 2 | LA Basin | Inland Empire Energy Center, Unit 2 | 365 | 365 | 365 | 360 | 350 | 340 | 335 | 335 | 340 | 350 | 360 | 365 | Y | South | FC
INSKIP_2_UNIT | CAISO System | INSKIP HYDRO | 4.99 | 4.85 | 5.79 | 6.19 | 6.12 | 5.31 | 3.87 | 3.22 | 3.02 | 3.34 | 3.49 | 3.89 | Y | North | FC
INTKEP_2_UNITS | CAISO System | CCSF Hetch_Hetchy Hydro Aggregate | 307 | 307 | 307 | 307 | 307 | 307 | 307 | 307 | 239 | 300 | 307 | 307 | Y | North | FC
INTTRB_6_UNIT | Fresno | Intl Wind Turb Research (Dinosaur Point) | 0.14 | 0.71 | 1.2 | 0.72 | 2.27 | 2.31 | 4.16 | 3.06 | 0.6 | 0.36 | 0.15 | 0.14 | N | North | FC
IVANPA_1_UNIT1 | CAISO System | Ivanpah 1 | 0.97 | 8.16 | 18.63 | 74.45 | 79 | 98.6 | 99.04 | 92.22 | 90 | 59.5 | 3.07 | 1.64 | N | South | FC
IVANPA_1_UNIT2 | CAISO System | Ivanpah 2 | 1.04 | 8.81 | 20.11 | 80.38 | 85.29 | 106.44 | 106.92 | 99.56 | 97.16 | 64.23 | 3.31 | 1.77 | N | South | FC
IVANPA_1_UNIT3 | CAISO System | Ivanpah 3 | 1.04 | 8.81 | 20.11 | 80.38 | 85.29 | 106.44 | 106.92 | 99.56 | 97.16 | 64.23 | 3.31 | 1.77 | N | South | FC
IVSLRP_2_SOLAR1 | San Diego-IV | Silver Ridge Mount Signal | 1.57 | 13.25 | 30.24 | 120.87 | 128.25 | 160.07 | 160.78 | 149.71 | 146.1 | 96.59 | 4.98 | 2.66 | N | South | FC
JAWBNE_2_NSRWND | CAISO System | North Sky River Wind Project | 6.82 | 13.17 | 42.65 | 54.01 | 61.08 | 52.52 | 33.91 | 31.86 | 22.77 | 16.21 | 6.74 | 6.97 | N | South | FC
JESSUP_1_HUDSON | CAISO System | Kiara Anderson | 4.16 | 4.06 | 4.47 | 4.1 | 4.39 | 4.78 | 4.93 | 4.91 | 5 | 4.45 | 4.13 | 5.2 | N | North | ID
JOHANN_6_QFA1 | LA Basin | JOHANNA QF | 0 | 0 | 0 | 0 | 0 | 0 | 0.01 | 0.01 | 0 | 0 | 0 | 0 | N | South | FC
JVENTR_2_QFUNTS | CAISO System | TRES VAQUEROS WIND QF UNITS | 0.04 | 0.2 | 0.18 | 0.2 | 0.32 | 0.48 | 0.56 | 0.34 | 0.16 | 0.07 | 0.07 | 0.02 | N | North | FC
KANAKA_1_UNIT | Sierra | KANAKA | 0.32 | 0.09 | 0.57 | 0.58 | 0.28 | 0.15 | 0.02 | 0 | 0 | 0.01 | 0.04 | 0.24 | N | North | FC
KANSAS_6_SOLAR | Fresno | RE Kansas South | [12 empty] | N | North | EO | bar: JAN to DEC
KEARNY_7_KY1 | San Diego-IV | KEARNY GAS TURBINE UNIT 1 | 16 | 16 | 16 | 16 | 16 | 16 | 16 | 16 | 16 | 16 | 16 | 16 | Y | South | FC
KEARNY_7_KY2 | San Diego-IV | KEARNY GT2 AGGREGATE | 59 | 59 | 59 | 59 | 59 | 59 | 59 | 59 | 59 | 59 | 59 | 59 | Y | South | FC
KEARNY_7_KY3 | San Diego-IV | KEARNY GT3 AGGREGATE | 61 | 61 | 61 | 61 | 61 | 61 | 61 | 61 | 61 | 61 | 61 | 61 | Y | South | FC
KEKAWK_6_UNIT | Humboldt | STS HYDROPOWER LTD. (KEKAWAKA) | 1.24 | 0.78 | 2.7 | 2.29 | 0.29 | 0.06 | 0 | 0 | 0 | 0 | 0.17 | 1.14 | N | North | FC
KELSO_2_UNITS | Bay Area | Mariposa Energy | 195.54 | 194.04 | 194.06 | 193.55 | 187.74 | 188.11 | 188.29 | 188.29 | 187.92 | 192.9 | 194.29 | 195.54 | Y | North | FC
KELYRG_6_UNIT | Sierra | KELLY RIDGE HYDRO | 10 | 10 | 10 | 10 | 10 | 10 | 10 | 10 | 10 | 10 | 10 | 10 | Y | North | FC
KERKH1_7_UNIT 1 | Fresno | KERKHOFF PH 1 UNIT #1 | 13 | 13 | 13 | 13 | 13 | 13 | 13 | 13 | 13 | 13 | 13 | 13 | Y | North | FC
KERKH1_7_UNIT 3 | Fresno | KERKHOFF PH 1 UNIT #3 | 12.8 | 12.8 | 12.8 | 12.8 | 12.8 | 12.8 | 12.8 | 12.8 | 12.8 | 12.8 | 12.8 | 12.8 | Y | North | FC
KERKH2_7_UNIT 1 | Fresno | KERKHOFF PH 2 UNIT #1 | 153.9 | 153.9 | 153.9 | 153.9 | 153.9 | 153.9 | 153.9 | 153.9 | 153.9 | 153.9 | 153.9 | 153.9 | Y | North | FC
KERNFT_1_UNITS | Kern | KERN FRONT LIMITED | 47 | 47 | 47 | 47 | 47 | 47 | 47 | 47 | 47 | 47 | 47 | 47 | Y | North | FC
KERNRG_1_UNITS | CAISO System | AERA ENERGY (SOUTH BELRIDGE) | 0.5 | 0.33 | 0 | 0.57 | 1.83 | 1.41 | 0.84 | 1 | 1.54 | 1.58 | 1.39 | 1.17 | N | North | FC | Local area definition change for 2015. See LCR Report.
KERRGN_1_UNIT 1 | Big Creek-Ventura | KERN RIVER HYDRO UNITS 1-4 AGGREGATE | 12.45 | 13.49 | 15.38 | 18.85 | 20.62 | 21.18 | 22.74 | 17.69 | 11.97 | 9.72 | 12.19 | 11.5 | N | South | FC
KILARC_2_UNIT 1 | CAISO System | KILARC HYDRO | 1.91 | 1.88 | 2.25 | 2.53 | 2.46 | 2.1 | 1.71 | 1.45 | 1.2 | 1.22 | 1.4 | 1.41 | Y | North | FC
KINGCO_1_KINGBR | Fresno | Kingsburg Cogen | 8.95 | 7.57 | 5.99 | 8.66 | 8.23 | 19.44 | 23.08 | 23.71 | 19.01 | 7.6 | 8.32 | 14.08 | N | North | FC
KINGRV_7_UNIT 1 | Fresno | KINGS RIVER HYDRO UNIT 1 | 51.2 | 51.2 | 51.2 | 51.2 | 51.2 | 51.2 | 51.2 | 51.2 | 51.2 | 51.2 | 51.2 | 51.2 | Y | North | FC
KIRKER_7_KELCYN | Bay Area | KELLER CANYON LANDFILL GEN FACILICITY | 3.59 | 3.49 | 3.61 | 3.55 | 3.44 | 3.5 | 3.54 | 3.54 | 3.42 | 3.51 | 3.55 | 3.6 | N | North | FC
KNGBRG_1_KBSLR1 | Fresno | Kingsburg1 | [12 empty] | N | North | EO | bar: JAN to DEC
KNGBRG_1_KBSLR2 | Fresno | Kingsburg2 | [12 empty] | N | North | EO | bar: JAN to DEC
KNGCTY_6_UNITA1 | CAISO System | King City Energy Center, Unit #1 | 44.6 | 44.6 | 44.6 | 44.6 | 44.6 | 44.6 | 44.6 | 44.6 | 44.6 | 44.6 | 44.6 | 44.6 | Y | North | FC
KRAMER_1_SEGS37 | CAISO System | LUZ SOLAR PARTNERS 3-7 AGGREGATE | 1.94 | 16.62 | 38.47 | 136.35 | 112.81 | 160.2 | 168.86 | 165.61 | 159.79 | 88.16 | 9.73 | 10.28 | N | South | FC
KRAMER_2_SEGS89 | CAISO System | LUZ SOLAR PARTNERS 8-9 AGGREGATE | 1.55 | 16.05 | 34.19 | 131.31 | 141.18 | 168.25 | 168.12 | 168.92 | 160.16 | 109.08 | 6.41 | 0.57 | N | South | FC
KRNCNY_6_UNIT | CAISO System | KERN CANYON | 2.12 | 2.42 | 2.26 | 1.68 | 4.71 | 6.49 | 5.74 | 3.52 | 1.53 | 1.01 | 1.03 | 1.07 | Y | North | FC
LACIEN_2_VENICE | LA Basin | MWD Venice Hydroelectric Recovery Plant | 0.03 | 0 | 0 | 0 | 0 | 1.68 | 2.64 | 3.15 | 1.7 | 0.13 | 0 | 0 | N | South | FC
LAGBEL_6_QF | LA Basin | LAGUNA BELL QFS | 9.61 | 9.61 | 9.46 | 2.75 | 8.46 | 9.56 | 9.8 | 9.9 | 9.47 | 9.18 | 9.28 | 9.5 | N | South | FC
LAKHDG_6_UNIT 1 | San Diego-IV | Lake Hodges Pumped Storage-Unit1 | 20 | 20 | 20 | 20 | 20 | 20 | 20 | 20 | 20 | 20 | 20 | 20 | Y | South | FC
LAKHDG_6_UNIT 2 | San Diego-IV | Lake Hodges Pumped Storage-Unit2 | 20 | 20 | 20 | 20 | 20 | 20 | 20 | 20 | 20 | 20 | 20 | 20 | Y | South | FC
LAPAC_6_UNIT | Humboldt | LOUISIANA PACIFIC SAMOA | 20 | 20 | 20 | 20 | 20 | 20 | 20 | 20 | 20 | 20 | 20 | 20 | N | North | FC
LAPLMA_2_UNIT 1 | CAISO System | La Paloma Generating Plant Unit #1 | 259.8 | 259.8 | 259.8 | 259.8 | 259.8 | 259.8 | 259.8 | 259.8 | 259.8 | 259.8 | 259.8 | 259.8 | Y | North | FC
LAPLMA_2_UNIT 2 | CAISO System | La Paloma Generating Plant Unit #2 | 260.2 | 260.2 | 260.2 | 260.2 | 260.2 | 260.2 | 260.2 | 260.2 | 260.2 | 260.2 | 260.2 | 260.2 | Y | North | FC
LAPLMA_2_UNIT 3 | CAISO System | La Paloma Generating Plant Unit #3 | 256.15 | 256.15 | 256.15 | 256.15 | 256.15 | 256.15 | 256.15 | 256.15 | 256.15 | 256.15 | 256.15 | 256.15 | Y | North | FC
LAPLMA_2_UNIT 4 | CAISO System | LA PALOMA GENERATING PLANT, UNIT #4 | 259.54 | 259.54 | 259.54 | 259.54 | 259.54 | 259.54 | 259.54 | 259.54 | 259.54 | 259.54 | 259.54 | 259.54 | Y | North | FC
LARKSP_6_UNIT 1 | San Diego-IV | LARKSPUR PEAKER UNIT 1 | 46 | 46 | 46 | 46 | 46 | 46 | 46 | 46 | 46 | 46 | 46 | 46 | Y | South | FC
LARKSP_6_UNIT 2 | San Diego-IV | LARKSPUR PEAKER UNIT 2 | 46 | 46 | 46 | 46 | 46 | 46 | 46 | 46 | 46 | 46 | 46 | 46 | Y | South | FC
LAROA1_2_UNITA1 | San Diego-IV | LR1 | 165 | 165 | 165 | 165 | 165 | 165 | 165 | 165 | 165 | 165 | 165 | 165 | Y | South | FC
LAROA2_2_UNITA1 | San Diego-IV | LR2 | 322 | 322 | 322 | 322 | 322 | 322 | 322 | 322 | 322 | 322 | 322 | 322 | Y | South | FC
LASSEN_6_AGV1 | CAISO System | AGV 1 | 1.51 | 1.51 | 1.47 | 1.44 | 1.46 | 1.42 | 1.43 | 1.43 | 1.43 | 1.41 | 1.47 | 1.48 | N | North | FC
LASSEN_6_UNITS | CAISO System | LASSEN AREA QF AGGREGATION | 23.09 | 24.02 | 25.87 | 19.23 | 25.01 | 24.7 | 24.43 | 24.19 | 25.51 | 23.6 | 29.99 | 25.97 | N | North | FC
LAWRNC_7_SUNYVL | Bay Area | City of Sunnyvale Unit 1 and 2 | 0.13 | 0.14 | 0.13 | 0.11 | 0.11 | 0.1 | 0.11 | 0.09 | 0.08 | 0.13 | 0.13 | 0.11 | N | North | FC
LEBECS_2_UNITS | Big Creek-Ventura | Pastoria Energy Facility | 750.66 | 750.66 | 740 | 725 | 715 | 715 | 715 | 715 | 715 | 720 | 735 | 750.66 | Y | South | FC
LECEF_1_UNITS | Bay Area | LOS ESTEROS ENERGY FACILITY AGGREGATE | 293.88 | 293.88 | 293.88 | 293.88 | 293.88 | 293.88 | 293.88 | 293.88 | 293.88 | 293.88 | 293.88 | 293.88 | Y | North | FC
LFC 51_2_UNIT 1 | Bay Area | PATTERSON PASS WIND FARM LLC | 0 | 0.48 | 1.18 | 0.85 | 1.6 | 0.78 | 1.53 | 2.56 | 0.97 | 0.36 | 0 | 0 | N | North | FC
LGHTHP_6_ICEGEN | LA Basin | CARSON COGENERATION | 51.2 | 50.4 | 41.14 | 50.87 | 50.58 | 49.21 | 48.73 | 48.25 | 48.2 | 36.46 | 37.54 | 37.26 | Y | South | FC
LGHTHP_6_QF | LA Basin | LIGHTHIPE QFS | 0.78 | 0.84 | 0.82 | 0.62 | 0.58 | 0.73 | 0.65 | 0.61 | 0.57 | 0.52 | 0.26 | 0.54 | N | South | FC
LITLRK_6_SEPV01 | Big Creek-Ventura | Gestamp Solar 1 | [12 empty] | N | South | EO | bar: JAN to DEC
LIVOAK_1_UNIT 1 | Kern | LIVE OAK LIMITED | 46.35 | 45.97 | 43.08 | 45.15 | 41.77 | 42.19 | 41.52 | 41.14 | 40.9 | 29.44 | 44.21 | 41.96 | N | North | FC
LMBEPK_2_UNITA1 | Bay Area | Lambie Energy Center, Unit #1 | 48 | 48 | 48 | 48 | 47 | 47 | 47 | 47 | 47 | 48 | 48 | 48 | Y | North | FC
LMBEPK_2_UNITA2 | Bay Area | Creed Energy Center, Unit #1 | 48 | 48 | 48 | 48 | 47 | 47 | 46 | 46 | 46 | 48 | 48 | 48 | Y | North | FC
LMBEPK_2_UNITA3 | Bay Area | Goose Haven Energy Center, Unit #1 | 48 | 48 | 48 | 48 | 47 | 47 | 47 | 47 | 47 | 48 | 48 | 48 | Y | North | FC
LMEC_1_PL1X3 | Bay Area | Los Medanos Energy Center AGGREGATE | 561.29 | 561.29 | 561.29 | 561.29 | 556 | 556 | 556 | 556 | 556 | 561.29 | 561.29 | 561.29 | Y | North | FC
LODI25_2_UNIT 1 | Stockton | LODI GAS TURBINE | 22.7 | 22.7 | 22.7 | 22.7 | 22.7 | 22.7 | 22.7 | 22.7 | 22.7 | 22.7 | 22.7 | 22.7 | Y | North | FC
LODIEC_2_PL1X2 | Sierra | Lodi Energy Center | 280 | 280 | 280 | 280 | 280 | 280 | 280 | 280 | 280 | 280 | 280 | 280 | Y | North | FC
LOWGAP_7_QFUNTS | CAISO System | LOWGAP_7_QFUNTS | 1.26 | 1.05 | 1.39 | 1.8 | 0.84 | 0.48 | 0.25 | 0.24 | 0.26 | 0.28 | 0.36 | 0.69 | N | North | FC
MALAGA_1_PL1X2 | Fresno | KRCD Malaga Peaking Plant | 96 | 96 | 96 | 96 | 96 | 96 | 96 | 96 | 96 | 96 | 96 | 96 | Y | North | FC
MALCHQ_7_UNIT 1 | CAISO System | MALACHA HYDRO L.P. | 12.3 | 14.29 | 19.74 | 18.81 | 21.3 | 11.72 | 6.09 | 3.26 | 0 | 1.34 | 2.42 | 6.05 | N | North | FC
MANZNA_2_WIND | CAISO System | Manzana Wind | 8.34 | 17.52 | 46.54 | 71.12 | 72.83 | 51.6 | 32.89 | 27.09 | 21.61 | 18.4 | 9.32 | 8.61 | N | South | FC
MARTIN_1_SUNSET | Bay Area | Sunset Reservoir - North Basin | 0.01 | 0.05 | 0.17 | 2.36 | 2.48 | 1.96 | 1.8 | 1.71 | 1.78 | 1.24 | 0.01 | 0 | N | North | FC
MCCALL_1_QF | Fresno | SMALL QF AGGREGATION - FRESNO | 0.42 | 0.55 | 0.51 | 0.52 | 0.38 | 0.56 | 0.63 | 0.62 | 0.65 | 0.59 | 0.41 | 0.35 | N | North | FC
MCSWAN_6_UNITS | Fresno | MC SWAIN HYDRO | 2.51 | 4.09 | 4.22 | 4.24 | 6.59 | 6.17 | 6.9 | 5.82 | 4.32 | 3.35 | 0 | 0 | Y | North | FC
MDFKRL_2_PROJCT | Sierra | MIDDLE FORK AND RALSTON PSP | 204.57 | 204.66 | 206.91 | 209.44 | 212.55 | 212.94 | 210.97 | 208.68 | 206.55 | 205.97 | 203.1 | 201.8 | Y | North | FC
MENBIO_6_RENEW1 | Fresno | CalRENEW - 1(A) | 0.02 | 0.08 | 0.25 | 3.64 | 3.51 | 3.58 | 4.11 | 4.02 | 3.7 | 2.54 | 0.01 | 0.01 | N | North | FC
MENBIO_6_UNIT | Fresno | MENDOTA BIOMASS POWER | 21.19 | 21.68 | 22.41 | 21.21 | 19.77 | 21.92 | 22.42 | 21.44 | 21.63 | 21.33 | 21.99 | 22.28 | N | North | FC
MERCFL_6_UNIT | Fresno | MERCED FALLS | 0.69 | 2.92 | 1.19 | 1.36 | 2.66 | 2.55 | 2.04 | 2.15 | 1.84 | 1.3 | 0 | 0 | Y | North | FC
MESAP_1_QF | CAISO System | SMALL QF AGGREGATION - SAN LUIS OBISPO | 0 | 0 | 0 | 0 | 0 | 0 | 0 | 0 | 0 | 0 | 0 | 0 | N | North | FC
MESAS_2_QF | LA Basin | MESA QFS | 0.92 | 0.59 | 0.51 | 0.49 | 0.36 | 0.37 | 0.3 | 0.3 | 0.25 | 0.29 | 0.2 | 0.53 | N | South | FC
METCLF_1_QF | Bay Area | SMALL QF AGGREGATION - SANTA CLARA WD | 0.16 | 0.15 | 0.12 | 0.08 | 0 | 0.1 | 0.12 | 0.13 | 0.15 | 0.19 | 0.23 | 0.23 | N | North | FC
METEC_2_PL1X3 | Bay Area | Metcalf Energy Center | 593.16 | 593.16 | 593.16 | 593.16 | 585 | 575 | 570 | 570 | 580 | 593.16 | 593.16 | 593.16 | Y | North | FC
MIDSET_1_UNIT 1 | CAISO System | MIDSET COGEN. CO. | 36.26 | 36.51 | 34.14 | 35.22 | 31.49 | 34.05 | 33.69 | 33.72 | 33.59 | 33.11 | 36.51 | 35.14 | N | North | FC | Local area definition change for 2015. See LCR Report.
MIDWD_6_WNDLND | CAISO System | Windland Refresh 1 | 0.33 | 0.61 | 1.59 | 1.78 | 2.31 | 2.03 | 1.27 | 1.14 | 0.69 | 0.54 | 0.33 | 0.34 | N | South | FC
MILBRA_1_QF | Bay Area | SMALL QF AGGREGATION - DAILY CITY | 0 | 0 | 0 | 0 | 0 | 0 | 0 | 0 | 0 | 0 | 0 | 0 | N | North | FC
MIRLOM_2_CORONA | LA Basin | MWD Corona Hydroelectric Recovery Plant | 0.29 | 1.01 | 1.67 | 2.51 | 2.24 | 2.1 | 2 | 1.92 | 2.34 | 2.01 | 2.1 | 2.53 | N | South | FC
MIRLOM_2_ONTARO | LA Basin | Ontario RT Solar | [12 empty] | N | South | EO | bar: JAN to DEC
MIRLOM_2_TEMESC | LA Basin | MWD Temescal Hydroelectric Recovery Plan | 0.29 | 1 | 1.7 | 2.6 | 2.28 | 2.15 | 2.02 | 1.92 | 2.36 | 2.05 | 2.37 | 2.72 | N | South | FC
MIRLOM_6_DELGEN | LA Basin | CORONA ENERGY PARTNERS LTD. | 31.13 | 28.84 | 29.28 | 29.37 | 27.34 | 28.3 | 26.66 | 29.49 | 24.48 | 30.43 | 29.21 | 29.8 | N | South | FC
MIRLOM_6_PEAKER | LA Basin | Mira Loma Peaker | 46 | 46 | 46 | 46 | 46 | 46 | 46 | 46 | 46 | 46 | 46 | 46 | N | South | FC
MIRLOM_7_MWDLKM | LA Basin | Lake Mathews Hydroelectric Recovery Plan | 0.54 | 1.28 | 2.05 | 3.17 | 2.99 | 3.86 | 4.46 | 4.17 | 3.86 | 3.18 | 2.18 | 1.83 | Y | South | FC
MISSIX_1_QF | Bay Area | SMALL QF AGGREGATION - SAB FRABCUSCI | 0.6 | 0.66 | 0.56 | 0.12 | 0.19 | 0.14 | 0.15 | 0.16 | 0.11 | 0.06 | 0.37 | 0.3 | N | North | FC
MKTRCK_1_UNIT 1 | CAISO System | MCKITTRICK LIMITED | 35.47 | 35.41 | 36.57 | 31.51 | 34.74 | 35.26 | 35.43 | 35.96 | 34.3 | 36.6 | 31.47 | 25.44 | N | North | FC | Local area definition change for 2015. See LCR Report.
MLPTAS_7_QFUNTS | Bay Area | MLPTAS_7_QFUNTS | 0.03 | 0.02 | 0.02 | 0.02 | 0.01 | 0.01 | 0.01 | 0.01 | 0.01 | 0.01 | 0.02 | 0.03 | N | North | FC
MNDALY_6_MCGRTH | Big Creek-Ventura | McGrath Beach Peaker | 47.2 | 47.2 | 47.2 | 47.2 | 47.2 | 47.2 | 47.2 | 47.2 | 47.2 | 47.2 | 47.2 | 47.2 | N | South | FC
MNDALY_7_UNIT 1 | Big Creek-Ventura | MANDALAY GEN STA. UNIT 1 | 215 | 215 | 215 | 215 | 215 | 215 | 215 | 215 | 215 | 215 | 215 | 215 | Y | South | FC
MNDALY_7_UNIT 2 | Big Creek-Ventura | MANDALAY GEN STA. UNIT 2 | 215.29 | 215.29 | 215.29 | 215.29 | 215.29 | 215.29 | 215.29 | 215.29 | 215.29 | 215.29 | 215.29 | 215.29 | Y | South | FC
MNDALY_7_UNIT 3 | Big Creek-Ventura | MANDALAY GEN STA. UNIT 3 | 130 | 130 | 130 | 130 | 130 | 130 | 130 | 130 | 130 | 130 | 130 | 130 | Y | South | FC
MNTAGU_7_NEWBYI | Bay Area | GAS RECOVERY SYS. (NEWBY ISLAND 2) | 1.35 | 1.28 | 1.27 | 1.24 | 1.22 | 1.2 | 1.24 | 1.1 | 1.06 | 1.14 | 1.06 | 0.78 | N | North | FC
MOJAVE_1_SIPHON | LA Basin | MOJAVE SIPHON POWER PLANT | 7.13 | 7.48 | 5.9 | 5.37 | 7.62 | 6.95 | 9.44 | 6.9 | 6.18 | 8.53 | 8.42 | 6.48 | Y | South | FC
MONLTH_6_BOREL | CAISO System | BOREL HYDRO UNITS 1-3 AGGREGATE | 3.19 | 2.74 | 4.31 | 4.46 | 8.49 | 7.99 | 8.02 | 8.24 | 5.3 | 4.88 | 3.87 | 0.76 | N | South | FC | Local area definition change for 2015. See LCR Report.
MONTPH_7_UNITS | NCNB | MONTICELLO HYDRO AGGREGATE | 0.77 | 0.08 | 1.74 | 3.31 | 7.42 | 9.73 | 10.51 | 8.85 | 5.94 | 2.46 | 0.85 | 1.14 | Y | North | FC
MOORPK_2_CALABS | Big Creek-Ventura | Calabasas Gas-to-Energy Facility | 6.96 | 6.96 | 6.96 | 6.96 | 6.96 | 6.96 | 6.96 | 6.96 | 6.96 | 6.96 | 6.96 | 6.96 | N | South | FC
MOORPK_6_QF | Big Creek-Ventura | MOORPARK QFS | 27.18 | 27.15 | 26.65 | 24.29 | 25.63 | 26.67 | 26.96 | 26.52 | 26.28 | 20.93 | 23.28 | 24.86 | N | South | FC
MOORPK_7_UNITA1 | Big Creek-Ventura | WEME- Simi Valley Landfill | 1.85 | 2.09 | 2.07 | 1.94 | 2.02 | 1.67 | 1.97 | 2.12 | 1.59 | 1.43 | 1.78 | 2.11 | Y | South | FC
MOSSLD_1_QF | CAISO System | SMALL QF AGGREGATION - SANTA CRUZ | 0.01 | 0.02 | 0.01 | 0.01 | 0 | 0 | 0 | 0 | 0 | 0 | 0 | 0.01 | N | North | FC
MOSSLD_2_PSP1 | CAISO System | MOSS LANDING POWER BLOCK 1 | 510 | 510 | 510 | 510 | 510 | 510 | 510 | 510 | 510 | 510 | 510 | 510 | Y | North | FC
MOSSLD_2_PSP2 | CAISO System | MOSS LANDING POWER BLOCK 2 | 510 | 510 | 510 | 510 | 510 | 510 | 510 | 510 | 510 | 510 | 510 | 510 | Y | North | FC
MOSSLD_7_UNIT 6 | CAISO System | MOSS LANDING UNIT 6 | 754.33 | 754.33 | 754.33 | 754.33 | 754.33 | 754.33 | 754.33 | 754.33 | 754.33 | 754.33 | 754.33 | 754.33 | Y | North | FC
MOSSLD_7_UNIT 7 | CAISO System | MOSS LANDING UNIT 7 | 755.7 | 755.7 | 755.7 | 755.7 | 755.7 | 755.7 | 755.7 | 755.7 | 755.7 | 755.7 | 755.7 | 755.7 | Y | North | FC
MRCHNT_2_PL1X3 | CAISO System | Desert Star Energy Center | 419.25 | 419.25 | 419.25 | 419.25 | 419.25 | 419.25 | 419.25 | 419.25 | 419.25 | 419.25 | 419.25 | 419.25 | Y | South | PD to 419.25
MRGT_6_MEF2 | San Diego-IV | Miramar Energy Facility II | 47.9 | 47.9 | 47.9 | 47.9 | 47.9 | 47.9 | 47.9 | 47.9 | 47.9 | 47.9 | 47.9 | 47.9 | Y | South | FC
MRGT_6_MMAREF | San Diego-IV | Miramar Energy Facility | 48 | 48 | 48 | 48 | 48 | 48 | 48 | 48 | 48 | 48 | 48 | 48 | Y | South | FC
MRGT_7_UNITS | San Diego-IV | MIRAMAR COMBUSTION TURBINE AGGREGATE | 36 | 36 | 36 | 36 | 36 | 36 | 36 | 36 | 36 | 36 | 36 | 36 | Y | South | FC
MSHGTS_6_MMARLF | San Diego-IV | MIRAMAR LANDFILL | 3.88 | 3.96 | 3.79 | 3.04 | 3.68 | 3.66 | 3.76 | 3.61 | 3.43 | 2.61 | 2.55 | 3.29 | N | South | FC
MSOLAR_2_SOLAR1 | CAISO System | Mesquite Solar 1 | 1.39 | 13.17 | 30.71 | 99.31 | 121.19 | 143.11 | 139.94 | 134.38 | 122.3 | 77.27 | 10.69 | 4.48 | N | South | ID
MSSION_2_QF | San Diego-IV | SMALL QF AGGREGATION - SAN DIEGO | 0.32 | 0.48 | 0.35 | 0.39 | 0.48 | 0.67 | 0.78 | 0.79 | 0.65 | 0.63 | 0.4 | 0.35 | N | South | FC
MTNPOS_1_UNIT | Kern | MT.POSO COGENERATION CO. | 45.55 | 34.23 | 26.65 | 32.71 | 24.97 | 28.45 | 29.28 | 31.12 | 30.58 | 18.74 | 31.18 | 26.96 | N | North | FC
MTWIND_1_UNIT 1 | LA Basin | Mountain View Power Project I | 2.15 | 6.53 | 20.89 | 13.93 | 25.57 | 32.76 | 6.87 | 7.53 | 3.94 | 2.98 | 2.34 | 2.49 | N | South | FC
MTWIND_1_UNIT 2 | LA Basin | Mountain View Power Project II | 1.09 | 2.5 | 8.49 | 6.85 | 8.04 | 14.35 | 2.78 | 3.3 | 1.64 | 1.38 | 1.15 | 0.99 | N | South | FC
MTWIND_1_UNIT 3 | LA Basin | Mountain View Power Project III | 0 | 2.07 | 4.5 | 6.8 | 3.61 | 15.31 | 6.09 | 6.1 | 5.23 | 3.93 | 0.85 | 0.79 | N | South | FC
NAROW1_2_UNIT | Sierra | NARROWS PH 1 UNIT | 9.56 | 10.49 | 10.3 | 9.35 | 10.8 | 8.34 | 10.53 | 9.59 | 10.9 | 7.42 | 2.74 | 4.2 | Y | North | FC
NAROW2_2_UNIT | Sierra | NARROWS PH 2 UNIT | 18.9 | 16.44 | 28.13 | 38.98 | 38.61 | 39.73 | 39.68 | 28.51 | 0.09 | 2.64 | 8.64 | 29.71 | Y | North | FC
NAVYII_2_UNITS | CAISO System | COSO POWER DEVELOPER (NAVY II) AGGREGATE | 66.71 | 66.83 | 66.58 | 58.93 | 65.04 | 58.14 | 54.63 | 50.86 | 52.29 | 56.95 | 59.64 | 58.71 | N | South | FC
NCPA_7_GP1UN1 | NCNB | NCPA GEO PLANT 1 UNIT 1 | 26.79 | 26.65 | 26.14 | 32.39 | 31.68 | 23.18 | 22.06 | 22.03 | 24.56 | 17.83 | 17.54 | 29.92 | Y | North | FC
NCPA_7_GP1UN2 | NCNB | NCPA GEO PLANT 1 UNIT 2 | 26.8 | 26.48 | 25.61 | 25.41 | 32.23 | 30.94 | 31.75 | 31.14 | 29.05 | 38.03 | 38.02 | 27.21 | Y | North | FC
NCPA_7_GP2UN3 | NCNB | NCPA GEO PLANT 2 UNIT 3 | 0.08 | 0.08 | 0.08 | 0.05 | 0.04 | 0.02 | 0.01 | 0.01 | 0.02 | 0.05 | 0.32 | 0.55 | Y | North | FC
NCPA_7_GP2UN4 | NCNB | NCPA GEO PLANT 2 UNIT 4 | 48.18 | 48.08 | 47.75 | 47.88 | 47.17 | 46.13 | 44.82 | 44.18 | 45.15 | 47.68 | 47.28 | 43.66 | Y | North | FC
NEENCH_6_SOLAR | Big Creek-Ventura | Alpine Solar | 0.51 | 4.39 | 11.13 | 52.87 | 49.52 | 55.45 | 52.88 | 53.44 | 50.85 | 36.74 | 1.64 | 0.88 | N | South | FC
NEWARK_1_QF | Bay Area | NEWARK 1 QF | 0.04 | 0.05 | 0.05 | 0.04 | 0.03 | 0.04 | 0.04 | 0.02 | 0.03 | 0.04 | 0.05 | 0.04 | N | North | FC
NHOGAN_6_UNITS | CAISO System | NEW HOGAN PH AGGREGATE | 0.23 | 0.28 | 0.48 | 1.46 | 1.46 | 1.4 | 1.49 | 1.41 | 0.72 | 0.21 | 0.2 | 0.06 | N | North | FC
NIMTG_6_NIQF | San Diego-IV | NORTH ISLAND QF | 36.41 | 34.15 | 36.04 | 35.1 | 35.96 | 35.73 | 35.4 | 35.72 | 35.4 | 32.41 | 35.1 | 36.19 | N | South | FC
NWCSTL_7_UNIT 1 | Sierra | NEWCASTLE HYDRO | 4.84 | 5.71 | 4.33 | 2.84 | 1.1 | 0.94 | 0.37 | 0 | 0.98 | 0.28 | 0 | 0 | Y | North | FC
NZWIND_6_CALWND | CAISO System | Wind Resource I | 0.37 | 0.69 | 1.64 | 1.46 | 2.68 | 2.53 | 1.25 | 1.23 | 0.74 | 0.63 | 0.35 | 0.37 | N | South | FC | Local area definition change for 2015. See LCR Report.
OAK C_1_EBMUD | Bay Area | MWWTP PGS 1 - ENGINES | 0.04 | 0.45 | 0.36 | 0.5 | 0.57 | 0.55 | 0.59 | 0.73 | 0.61 | 0.28 | 0.85 | 0.5 | N | North | FC
OAK C_7_UNIT 1 | Bay Area | OAKLAND STATION C GT UNIT 1 | 55 | 55 | 55 | 55 | 55 | 55 | 55 | 55 | 55 | 55 | 55 | 55 | Y | North | FC
OAK C_7_UNIT 2 | Bay Area | OAKLAND STATION C GT UNIT 2 | 55 | 55 | 55 | 55 | 55 | 55 | 55 | 55 | 55 | 55 | 55 | 55 | Y | North | FC
OAK C_7_UNIT 3 | Bay Area | OAKLAND STATION C GT UNIT 3 | 55 | 55 | 55 | 55 | 55 | 55 | 55 | 55 | 55 | 55 | 55 | 55 | Y | North | FC
OAKWD_6_ZEPHWD | CAISO System | Zephyr Park | 0.16 | 0.29 | 0.75 | 0.84 | 1.09 | 0.96 | 0.6 | 0.54 | 0.32 | 0.25 | 0.15 | 0.16 | N | South | FC
OCTILO_5_WIND | San Diego-IV | Ocotillo Wind Energy Facility | 11.75 | 21.86 | 56.61 | 63.33 | 82.26 | 72.37 | 45.15 | 31.21 | 16.95 | 16.34 | 9.48 | 9.62 | N | South | FC
OGROVE_6_PL1X2 | San Diego-IV | Orange Grove Energy Center | 99.9 | 99.9 | 99.9 | 99.9 | 99.9 | 99.9 | 99.9 | 99.9 | 99.9 | 99.9 | 99.9 | 99.9 | Y | South | FC
OILDAL_1_UNIT 1 | Kern | OILDALE ENERGY LLC | 39.95 | 36.91 | 34.76 | 35.51 | 36.12 | 38.89 | 39.29 | 38.67 | 39.14 | 39.43 | 37.1 | 33.68 | N | North | FC
OILFLD_7_QFUNTS | CAISO System | Nacimiento Hydroelectric Plant | 0.22 | 0.16 | 1.44 | 2.77 | 1.33 | 2.32 | 3.26 | 1.98 | 2.17 | 1.2 | 0.25 | 0.19 | N | North | FC
OLINDA_2_COYCRK | LA Basin | MWD Coyote Creek Hydroelectric Recovery | 3.13 | 3.13 | 3.13 | 3.13 | 3.13 | 3.13 | 3.13 | 3.13 | 3.13 | 3.13 | 3.13 | 3.13 | Y | South | FC
OLINDA_2_LNDFL2 | LA Basin | Brea Power II | 21.3 | 21.8 | 21.07 | 19.05 | 18.13 | 19.53 | 19.64 | 20.2 | 20.37 | 20.92 | 21.21 | 20.86 | N | South | FC
OLINDA_2_QF | LA Basin | OLINDA QFS | 0.03 | 0.05 | 0.06 | 0.06 | 0.11 | 0.13 | 0.16 | 0.16 | 0.16 | 0.12 | 0.08 | 0.04 | N | South | FC
OLINDA_7_LNDFIL | LA Basin | OLINDA_7_LNDFIL | 2.92 | 2.82 | 2.65 | 2.66 | 2.88 | 2.29 | 2.05 | 2.03 | 2.03 | 1.93 | 2.24 | 3 | N | South | FC
OLIVEP_1_SOLAR | CAISO System | White River Solar | 0.15 | 1.32 | 3.02 | 12.08 | 12.82 | 16 | 18.22 | 17.15 | 16.28 | 10.74 | 0.49 | 0.26 | N | North | ID | Local area definition change for 2015. See LCR Report.
OLSEN_2_UNIT | CAISO System | OLSEN POWER PARTNERS | 0.66 | 0.64 | 1.84 | 2.43 | 1.76 | 1.63 | 0.62 | 0.14 | 0.02 | 0 | 0.01 | 0.31 | N | North | FC
OMAR_2_UNIT 1 | Big Creek-Ventura | KERN RIVER COGENERATION CO. UNIT 1 | 77.1 | 77.1 | 77.1 | 77.1 | 77.1 | 77.1 | 77.1 | 77.1 | 77.1 | 77.1 | 77.1 | 77.1 | Y | South | FC
OMAR_2_UNIT 2 | Big Creek-Ventura | KERN RIVER COGENERATION CO. UNIT 2 | 77.25 | 77.25 | 77.25 | 77.25 | 77.25 | 77.25 | 77.25 | 77.25 | 77.25 | 77.25 | 77.25 | 77.25 | Y | South | FC
OMAR_2_UNIT 3 | Big Creek-Ventura | KERN RIVER COGENERATION CO. UNIT 3 | 77.25 | 77.25 | 77.25 | 77.25 | 77.25 | 77.25 | 77.25 | 77.25 | 77.25 | 77.25 | 77.25 | 77.25 | Y | South | FC
OMAR_2_UNIT 4 | Big Creek-Ventura | KERN RIVER COGENERATION CO. UNIT 4 | 77.25 | 77.25 | 77.25 | 77.25 | 77.25 | 77.25 | 77.25 | 77.25 | 77.25 | 77.25 | 77.25 | 77.25 | Y | South | FC
ORMOND_7_UNIT 1 | Big Creek-Ventura | ORMOND BEACH GEN STA. UNIT 1 | 741.27 | 741.27 | 741.27 | 741.27 | 741.27 | 741.27 | 741.27 | 741.27 | 741.27 | 741.27 | 741.27 | 741.27 | Y | South | FC
ORMOND_7_UNIT 2 | Big Creek-Ventura | ORMOND BEACH GEN STA. UNIT 2 | 775 | 775 | 775 | 775 | 775 | 775 | 775 | 775 | 775 | 775 | 775 | 775 | Y | South | FC
OROVIL_6_UNIT | Sierra | Oroville Cogeneration, LP | 7.5 | 7.5 | 7.5 | 7.5 | 7.5 | 7.5 | 7.5 | 7.5 | 7.5 | 7.5 | 7.5 | 7.5 | Y | North | FC
OSO_6_NSPIN | Big Creek-Ventura | OSO_6_NSPIN | 13.99 | 12.74 | 13.99 | 13.99 | 18 | 18 | 18 | 18 | 18 | 18 | 13.99 | 13.4 | N | South | FC
OTAY_6_PL1X2 | San Diego-IV | Chula Vista Energy Center, LLC | 35.5 | 35.5 | 35.5 | 35.5 | 35.5 | 35.5 | 35.5 | 35.5 | 35.5 | 35.5 | 35.5 | 35.5 | Y | South | FC
OTAY_6_UNITB1 | San Diego-IV | OTAY LANDFILL UNITS AGGREGATE | 2.1 | 3 | 3 | 2.78 | 2.8 | 2.31 | 1.92 | 2.94 | 2.88 | 2.8 | 3 | 2.95 | N | South | FC
OTAY_7_UNITC1 | San Diego-IV | Otay 3 | 2.87 | 2.72 | 2.84 | 2.65 | 2.8 | 2.88 | 2.92 | 2.95 | 2.85 | 2.98 | 2.94 | 2.95 | N | South | FC
OTMESA_2_PL1X3 | San Diego-IV | OTAY MESA ENERGY CENTER | 603.6 | 603.6 | 603.6 | 603.6 | 603.6 | 603.6 | 603.6 | 603.6 | 603.6 | 603.6 | 603.6 | 603.6 | Y | South | FC
OXBOW_6_DRUM | Sierra | OXBOW HYDRO | 6 | 6 | 6 | 6 | 6 | 6 | 6 | 6 | 6 | 6 | 6 | 6 | Y | North | FC
OXMTN_6_LNDFIL | Bay Area | Ox Mountain Landfill Generating Plant | 10.7 | 10.69 | 10.46 | 10.14 | 9.81 | 9.92 | 9.99 | 10.16 | 10.43 | 10.59 | 10.74 | 10.8 | N | North | FC
PACLUM_6_UNIT | Humboldt | PACIFIC LUMBER (HUMBOLDT) | 14.9 | 11.27 | 9.56 | 0.39 | 12.53 | 17.58 | 19.44 | 20.52 | 22.78 | 23.07 | 20.29 | 13.37 | N | North | FC
PACORO_6_UNIT | Sierra | OGDEN POWER PACIFIC, INC. (OROVILLE) | 10.25 | 9.96 | 8.78 | 6.56 | 7.81 | 9.8 | 10.74 | 9.99 | 9.17 | 7.52 | 3.59 | 5.57 | N | North | FC
PADUA_2_ONTARO | LA Basin | ONTARIO/SIERRA HYDRO PSP | 0.73 | 1.16 | 1.4 | 1.67 | 1.6 | 1.6 | 0 | 1.25 | 0.95 | 0 | 0.87 | 0.68 | N | South | FC
PADUA_6_MWDSDM | LA Basin | San Dimas Hydroelectric Recovery Plant | 2.46 | 3.46 | 3.34 | 4.63 | 6.16 | 6.05 | 2.9 | 3.71 | 3.51 | 7.04 | 5.41 | 4.24 | Y | South | FC
PADUA_6_QF | LA Basin | PADUA QFS | 0.26 | 0.21 | 0.37 | 0.48 | 0.43 | 0.43 | 0.4 | 0.44 | 0.54 | 0.28 | 0.25 | 0.17 | N | South | FC
PADUA_7_SDIMAS | LA Basin | San Dimas Wash Hydro | 0 | 0 | 0 | 0 | 1.05 | 1.05 | 1.05 | 1.05 | 1.05 | 0 | 0 | 0 | Y | South | FC
PALALT_7_COBUG | Bay Area | Cooperatively Owned Back Up Generator | 4.5 | 4.5 | 4.5 | 4.5 | 4.5 | 4.5 | 4.5 | 4.5 | 4.5 | 4.5 | 4.5 | 4.5 | N | North | FC
PALOMR_2_PL1X3 | San Diego-IV | Palomar Energy Center | 565.61 | 565.61 | 565.61 | 565.61 | 565.61 | 565.61 | 565.61 | 565.61 | 565.61 | 565.61 | 565.61 | 565.61 | Y | South | FC
PANDOL_6_UNIT | Big Creek-Ventura | DELANO ENERGY COMPANY AGGREGATE | 36.95 | 41.36 | 34.78 | 38.68 | 30.5 | 32.96 | 46.38 | 46.64 | 46.12 | 36.85 | 45.87 | 43.93 | Y | South | FC
PANSEA_1_PANARO | LA Basin | Mesa Wind Project | 1.12 | 2.2 | 5.56 | 5.17 | 7.36 | 10.12 | 2.18 | 1.84 | 0.77 | 0.89 | 1.02 | 1.14 | N | South | FC
PEARBL_2_NSPIN | CAISO System | PEARBL_2_NSPIN | 42 | 21 | 42 | 46 | 46 | 46 | 46 | 46 | 46 | 46 | 46 | 40.35 | N | South | FC
PEORIA_1_SOLAR | Stockton | Sonora 1 | 0.01 | 0.1 | 0.23 | 0.91 | 0.96 | 1.2 | 1.21 | 1.12 | 1.1 | 0.72 | 0.04 | 0.02 | N | North | ID
PHOENX_1_UNIT | Stockton | PHOENIX PH | 1.03 | 0.77 | 1.08 | 1.47 | 1.41 | 1.14 | 1.31 | 1.35 | 1.27 | 1.16 | 1.01 | 0.94 | Y | North | FC
PINFLT_7_UNITS | Fresno | PINE FLAT HYDRO AGGREGATE | 0 | 0 | 23.55 | 42.38 | 60.03 | 121.83 | 128.18 | 63 | 30.3 | 0 | 0 | 0 | Y | North | FC
PIT1_7_UNIT 1 | CAISO System | PIT PH 1 UNIT 1 | 30.5 | 30.5 | 30.5 | 30.5 | 30.5 | 30.5 | 30.5 | 30.5 | 30.5 | 30.5 | 30.5 | 30.5 | Y | North | FC
PIT1_7_UNIT 2 | CAISO System | PIT PH 1 UNIT 2 | 30.5 | 30.5 | 30.5 | 30.5 | 30.5 | 30.5 | 30.5 | 30.5 | 30.5 | 30.5 | 30.5 | 30.5 | Y | North | FC
PIT3_7_PL1X3 | CAISO System | PIT PH 3 UNITS 1, 2 & 3 AGGREGATE | 70.6 | 70.6 | 70.6 | 70.6 | 70.6 | 70.6 | 70.6 | 70.6 | 70.6 | 70.6 | 70.6 | 70.6 | Y | North | FC
PIT4_7_PL1X2 | CAISO System | PIT PH 4 UNITS 1 & 2 AGGREGATE | 95 | 95 | 95 | 95 | 95 | 95 | 95 | 95 | 95 | 95 | 95 | 95 | Y | North | FC
PIT5_7_PL1X2 | CAISO System | PIT PH 5 UNITS 1 & 2 AGGREGATE | 80 | 80 | 80 | 80 | 80 | 80 | 80 | 80 | 80 | 80 | 80 | 80 | Y | North | FC
PIT5_7_PL3X4 | CAISO System | PIT PH 5 UNITS 3 & 4 AGGREGATE | 80 | 80 | 80 | 80 | 80 | 80 | 80 | 80 | 80 | 80 | 80 | 80 | Y | North | FC
PIT5_7_QFUNTS | CAISO System | PIT 5 HYDRO QF UNITS | 0.5 | 0.5 | 1.09 | 1.29 | 0.82 | 0.65 | 0.32 | 0.2 | 0.21 | 0.19 | 0.19 | 0.29 | N | North | FC
PIT6_7_UNIT 1 | CAISO System | PIT PH 6 UNIT 1 | 39 | 39 | 39 | 39 | 39 | 39 | 39 | 39 | 39 | 39 | 39 | 39 | Y | North | FC
PIT6_7_UNIT 2 | CAISO System | PIT PH 6 UNIT 2 | 40 | 40 | 40 | 40 | 40 | 40 | 40 | 40 | 40 | 40 | 40 | 40 | Y | North | FC
PIT7_7_UNIT 1 | CAISO System | PIT PH 7 UNIT 1 | 55.7 | 55.7 | 55.7 | 55.7 | 55.7 | 55.7 | 55.7 | 55.7 | 55.7 | 55.7 | 55.7 | 55.7 | Y | North | FC
PIT7_7_UNIT 2 | CAISO System | PIT PH 7 UNIT 2 | 54.6 | 54.6 | 54.6 | 54.6 | 54.6 | 54.6 | 54.6 | 54.6 | 54.6 | 54.6 | 54.6 | 54.6 | Y | North | FC
PITTSP_7_UNIT 5 | Bay Area | PITTSBURG UNIT 5 | 312 | 312 | 312 | 312 | 312 | 312 | 312 | 312 | 312 | 312 | 312 | 312 | Y | North | FC
PITTSP_7_UNIT 6 | Bay Area | PITTSBURG UNIT 6 | 317 | 317 | 317 | 317 | 317 | 317 | 317 | 317 | 317 | 317 | 317 | 317 | Y | North | FC
PITTSP_7_UNIT 7 | Bay Area | PITTSBURG UNIT 7 | 682 | 682 | 682 | 682 | 682 | 682 | 682 | 682 | 682 | 682 | 682 | 682 | Y | North | FC
PLACVL_1_CHILIB | Sierra | Chili Bar Hydro | 3.39 | 2.34 | 4.01 | 6.25 | 6.21 | 3.94 | 3.73 | 3.88 | 2.57 | 2.33 | 0.81 | 1.8 | Y | North | FC
PLACVL_1_RCKCRE | Sierra | PLACER UNIT (ROCK CREEK) | 0.54 | 0.46 | 1.29 | 1.59 | 0.69 | 0.32 | 0.06 | 0 | 0 | 0 | 0.11 | 0.74 | N | North | FC
PLSNTG_7_LNCLND | Sierra | Lincoln Landfill Power Plant | 2.62 | 2.79 | 2.37 | 2.57 | 2.72 | 2.4 | 2.34 | 2.4 | 2.4 | 2.35 | 2.53 | 2.97 | N | North | FC
PNCHEG_2_PL1X4 | CAISO System | PANOCHE ENERGY CENTER (Aggregated) | 380.96 | 380.96 | 380.96 | 380.96 | 380.96 | 380.96 | 380.96 | 380.96 | 380.96 | 380.96 | 380.96 | 380.96 | Y | North | FC
PNCHPP_1_PL1X2 | Fresno | STARWOOD POWER - MIDWAY LLC | 111.16 | 111.16 | 111.16 | 111.16 | 111.16 | 111.16 | 111.16 | 111.16 | 111.16 | 111.16 | 111.16 | 111.16 | Y | North | FC
PNOCHE_1_PL1X2 | Fresno | Panoche Peaker | 49.97 | 49.97 | 49.97 | 49.97 | 49.97 | 49.97 | 49.97 | 49.97 | 49.97 | 49.97 | 49.97 | 49.97 | Y | North | FC
PNOCHE_1_UNITA1 | Fresno | CalPeak Power Panoche Unit 1 | 48 | 48 | 48 | 48 | 48 | 48 | 48 | 48 | 48 | 48 | 48 | 48 | Y | North | FC
POEPH_7_UNIT 1 | Sierra | POE HYDRO UNIT 1 | 60 | 60 | 60 | 60 | 60 | 60 | 60 | 60 | 60 | 60 | 60 | 60 | Y | North | FC
POEPH_7_UNIT 2 | Sierra | POE HYDRO UNIT 2 | 60 | 60 | 60 | 60 | 60 | 60 | 60 | 60 | 60 | 60 | 60 | 60 | Y | North | FC
POTTER_6_UNITS | NCNB | Potter Valley | 9.2 | 9.2 | 9.2 | 9.2 | 9.2 | 9.2 | 9.2 | 9.2 | 9.2 | 9.2 | 9.2 | 9.2 | Y | North | FC
POTTER_7_VECINO | NCNB | Vecino Vineyards LLC | 0.06 | 0.03 | 0.01 | 0.01 | 0.03 | 0.02 | 0.02 | 0.02 | 0.01 | 0.01 | 0 | 0.01 | N | North | FC
PSWEET_7_QFUNTS | CAISO System | PSWEET_7_QFUNTS | 0 | 0 | 0 | 0 | 0 | 0 | 0 | 0 | 0 | 0 | 0 | 0 | N | North | FC
PTLOMA_6_NTCCGN | San Diego-IV | AEI MCRD STEAM TURBINE | 1.2 | 1.2 | 1.8 | 2.03 | 1.73 | 1.89 | 1.61 | 1.91 | 1.94 | 2.12 | 2.03 | 2.37 | N | South | FC
PTLOMA_6_NTCQF | San Diego-IV | NTC/MCRD COGENERATION | 20.82 | 19.6 | 20.53 | 20.56 | 17.08 | 17.8 | 17.3 | 18.5 | 19.22 | 19 | 19.93 | 20.52 | N | South | FC
PWEST_1_UNIT | LA Basin | PACIFIC WEST 1 WIND GENERATION | 0.1 | 0.18 | 0.68 | 0.2 | 0.58 | 0.69 | 0.21 | 0.11 | 0.16 | 0.15 | 0.09 | 0.07 | N | South | FC
RCKCRK_7_UNIT 1 | Sierra | ROCK CREEK HYDRO UNIT 1 | 38.7 | 30.08 | 48.34 | 56.31 | 26.24 | 54.2 | 46.85 | 34.9 | 34.18 | 37.58 | 42.72 | 30.18 | Y | North | FC
RCKCRK_7_UNIT 2 | Sierra | ROCK CREEK HYDRO UNIT 2 | 48.45 | 22.81 | 56.9 | 56.9 | 41.16 | 51.47 | 45.16 | 32.81 | 40.27 | 22.76 | 25.9 | 33.02 | Y | North | FC
RECTOR_2_KAWEAH | Big Creek-Ventura | KAWEAH PH 2 & 3 PSP AGGREGATE | 1.81 | 2.79 | 4.7 | 3.64 | 3.14 | 3.59 | 1.28 | 0.63 | 0.14 | 0.43 | 0.54 | 0.22 | N | South | FC
RECTOR_2_KAWH 1 | Big Creek-Ventura | KAWEAH PH 1 UNIT 1 | 1.18 | 1.6 | 1.01 | 1.29 | 1.61 | 1.56 | 1.1 | 1.28 | 1.06 | 0.62 | 1.25 | 0.94 | N | South | FC
RECTOR_2_QF | Big Creek-Ventura | RECTOR QFS | 3.09 | 3.05 | 1.12 | 7.71 | 9.03 | 14.65 | 13.93 | 8.78 | 5.13 | 0 | 0 | 0.44 | N | South | FC
RECTOR_7_TULARE | Big Creek-Ventura | RECTOR_7_TULARE | 0.01 | 0 | 0 | 0 | 0 | 0 | 0 | 0 | 0 | 0 | 0 | 0 | N | South | FC
REDBLF_6_UNIT | CAISO System | RED BLUFF PEAKER PLANT | 44 | 44 | 44 | 44 | 44 | 44 | 44 | 44 | 44 | 44 | 44 | 44 | Y | North | FC
REDOND_7_UNIT 5 | LA Basin | REDONDO GEN STA. UNIT 5 | 178.87 | 178.87 | 178.87 | 178.87 | 178.87 | 178.87 | 178.87 | 178.87 | 178.87 | 178.87 | 178.87 | 178.87 | Y | South | FC
REDOND_7_UNIT 6 | LA Basin | REDONDO GEN STA. UNIT 6 | 175 | 175 | 175 | 175 | 175 | 175 | 175 | 175 | 175 | 175 | 175 | 175 | Y | South | FC
REDOND_7_UNIT 7 | LA Basin | REDONDO GEN STA. UNIT 7 | 505.96 | 505.96 | 505.96 | 505.96 | 505.96 | 505.96 | 505.96 | 505.96 | 505.96 | 505.96 | 505.96 | 505.96 | Y | South | FC
REDOND_7_UNIT 8 | LA Basin | REDONDO GEN STA. UNIT 8 | 495.9 | 495.9 | 495.9 | 495.9 | 495.9 | 495.9 | 495.9 | 495.9 | 495.9 | 495.9 | 495.9 | 495.9 | Y | South | FC
REEDLY_6_SOLAR | Fresno | Terzian | [12 empty] | N | North | EO | bar: JAN to DEC
RENWD_1_QF | LA Basin | Renwind re-powering project | 0.51 | 1.06 | 2.84 | 2.68 | 2.31 | 4.85 | 2.74 | 1.57 | 1.19 | 1.13 | 0.5 | 0.57 | N | South | FC
RHONDO_2_QF | LA Basin | RIO HONDO QFS | 0.12 | 0.67 | 1.06 | 1.55 | 1.65 | 1.79 | 1.61 | 1.6 | 1.35 | 1.17 | 0.11 | 0 | N | South | FC
RHONDO_6_PUENTE | LA Basin | Puente Hills GTE Facility Phase II | 0.05 | 0 | 0 | 0 | 0.07 | 0.01 | 0 | 0 | 0 | 0.08 | 0 | 0.08 | N | South | FC
RICHMN_7_BAYENV | Bay Area | BAY ENVIRONMENTAL (NOVE POWER) | 1.94 | 1.96 | 2.03 | 2 | 1.98 | 1.8 | 1.72 | 1.8 | 1.79 | 1.78 | 1.66 | 1.96 | N | North | FC
RIOBRV_6_UNIT 1 | CAISO System | RIO BRAVO FRESNO | 3.13 | 2.65 | 3.11 | 4.33 | 4.97 | 5.7 | 3.94 | 3.45 | 2.45 | 2.41 | 0.92 | 0.2 | N | North | FC
RIOOSO_1_QF | Sierra | SMALL QF AGGREGATION - GRASS VALLEY | 1.13 | 0.97 | 1.43 | 1.88 | 1.79 | 1.42 | 1.42 | 1.3 | 1.17 | 0.58 | 0.36 | 0.48 | N | North | FC
ROLLIN_6_UNIT | Sierra | ROLLINS HYDRO | 7.45 | 6.97 | 9.37 | 11.16 | 11.55 | 11.65 | 11.43 | 11.09 | 10.94 | 8.29 | 7.94 | 8.12 | Y | North | FC
ROSMDW_2_WIND1 | CAISO System | Pacific Wind - Phase 1 | 6.29 | 12.23 | 33.91 | 39.01 | 53.29 | 40.42 | 23.58 | 20.96 | 15.55 | 12.95 | 6.31 | 6.12 | N | South | FC
RSMSLR_6_SOLAR1 | Big Creek-Ventura | Rosamond One | [12 empty] | N | South | EO | bar: JAN to DEC
RSMSLR_6_SOLAR2 | Big Creek-Ventura | Rosamond Two | [12 empty] | N | South | EO | bar: JAN to DEC
RUSCTY_2_UNITS | Bay Area | Russell City Energy Center | 612.8 | 607.9 | 607.9 | 600.7 | 595.8 | 589.2 | 585.7 | 585.7 | 589.1 | 594.2 | 605.1 | 612.8 | Y | North | FC
RVRVEW_1_UNITA1 | Bay Area | Riverview Energy Center (GP Antioch) | 48.7 | 48.7 | 48.7 | 48.7 | 47.7 | 46 | 46 | 46 | 47 | 48.7 | 48.7 | 48.7 | Y | North | FC
RVSIDE_2_RERCU3 | LA Basin | Riverside Energy Res. Ctr Unit 3 | 48.5 | 48.5 | 48.5 | 48.5 | 48.5 | 48.5 | 48.5 | 48.5 | 48.5 | 48.5 | 48.5 | 48.5 | Y | South | FC
RVSIDE_2_RERCU4 | LA Basin | Riverside Energy Res. Ctr Unit 4 | 48.5 | 48.5 | 48.5 | 48.5 | 48.5 | 48.5 | 48.5 | 48.5 | 48.5 | 48.5 | 48.5 | 48.5 | Y | South | FC
RVSIDE_6_RERCU1 | LA Basin | Riverside Energy Res. Ctr Unit 1 | 48.35 | 48.35 | 48.35 | 48.35 | 48.35 | 48.35 | 48.35 | 48.35 | 48.35 | 48.35 | 48.35 | 48.35 | Y | South | FC
RVSIDE_6_RERCU2 | LA Basin | Riverside Energy Res. Ctr Unit 2 | 48.5 | 48.5 | 48.5 | 48.5 | 48.5 | 48.5 | 48.5 | 48.5 | 48.5 | 48.5 | 48.5 | 48.5 | Y | South | FC
RVSIDE_6_SPRING | LA Basin | SPRINGS GENERATION PROJECT AGGREGATE | 36 | 36 | 36 | 36 | 36 | 36 | 36 | 36 | 36 | 36 | 36 | 36 | Y | South | FC
SALIRV_2_UNIT | CAISO System | SALINAS RIVER COGEN CO. | 34.03 | 33.81 | 33.03 | 32.99 | 26.69 | 32.08 | 31.37 | 31.27 | 31.58 | 32.55 | 34.36 | 34.62 | N | North | FC
SALTSP_7_UNITS | CAISO System | SALT SPRINGS HYDRO AGGREGATE | 33.82 | 33.72 | 34.18 | 34.94 | 36.51 | 37.92 | 37.97 | 37.57 | 37.26 | 36.85 | 36.27 | 35.26 | Y | North | FC
SAMPSN_6_KELCO1 | San Diego-IV | KELCO QUALIFYING FACILITY | 1.81 | 0.68 | 1.18 | 1.63 | 0.68 | 0.8 | 0.43 | 0.57 | 0.83 | 1.42 | 1.02 | 2.83 | N | South | FC
SANTFG_7_UNITS | NCNB | GEYSERS CALISTOGA AGGREGATE | 60 | 60 | 60 | 60 | 60 | 60 | 60 | 60 | 60 | 60 | 60 | 60 | Y | North | FC
SANTGO_6_COYOTE | LA Basin | GAS RECOVERY SYS. (COYOTE CANYON) | 5.89 | 5.83 | 5.41 | 6.09 | 6.19 | 5.9 | 5.8 | 6.31 | 6.76 | 6.25 | 6.12 | 5.6 | N | South | FC
SANWD_1_QF | LA Basin | San Gorgonio Farms Wind Farm | 1.26 | 2.48 | 6.52 | 5.52 | 8.7 | 11.79 | 3.67 | 2.62 | 1.76 | 2.13 | 1.38 | 1.69 | N | South | FC
SARGNT_2_UNIT | CAISO System | SARGENT CANYON COGEN. COMPANY | 34.1 | 33.65 | 33.75 | 32.89 | 31.05 | 32.29 | 31.59 | 31.77 | 31.96 | 32.69 | 34.02 | 34.6 | N | North | FC
SAUGUS_2_TOLAND | Big Creek-Ventura | Toland Landfill gas to Energy Project | [12 empty] | N | South | EO | bar: JAN to DEC
SAUGUS_6_MWDFTH | Big Creek-Ventura | Foothill Hydroelectric Recovery Plant | 6.22 | 5.03 | 5.88 | 5.99 | 6.42 | 7.26 | 7.34 | 7.36 | 7.24 | 6.05 | 5.02 | 5.21 | Y | South | FC
SAUGUS_6_PTCHGN | Big Creek-Ventura | COUNTY OF LOS ANGELES -- PITCHLE | 20.78 | 21.24 | 19.84 | 17.86 | 20.47 | 20.92 | 19.78 | 19.33 | 19.55 | 18.96 | 20.51 | 21.28 | N | South | FC
SAUGUS_6_QF | Big Creek-Ventura | SAUGUS QFS | 0.61 | 0.11 | 0.67 | 0.88 | 1 | 0.97 | 0.99 | 0.94 | 0.95 | 0.91 | 0.72 | 0.48 | N | South | FC
SAUGUS_7_CHIQCN | Big Creek-Ventura | Chiquita Canyon Landfill Fac | 5.96 | 6.61 | 5.9 | 5.41 | 5.37 | 5.09 | 4.24 | 3.49 | 4.79 | 5.18 | 4.43 | 5.45 | N | South | FC
SAUGUS_7_LOPEZ | Big Creek-Ventura | MM Lopez Energy | 4.12 | 4.67 | 5.67 | 5.69 | 5.55 | 4.67 | 5.09 | 5.34 | 5.47 | 5.24 | 5.48 | 5.29 | Y | South | FC
SBERDO_2_PSP3 | LA Basin | Mountainview Gen Sta. Unit 3 | 484.5 | 484.5 | 484.5 | 484.5 | 484.5 | 484.5 | 484.5 | 484.5 | 484.5 | 484.5 | 484.5 | 484.5 | Y | South | FC
SBERDO_2_PSP4 | LA Basin | Mountainview Gen Sta. Unit 4 | 484.5 | 484.5 | 484.5 | 484.5 | 484.5 | 484.5 | 484.5 | 484.5 | 484.5 | 484.5 | 484.5 | 484.5 | Y | South | FC
SBERDO_2_QF | LA Basin | SAN BERADINO QFS | 0.19 | 0.17 | 0.16 | 0.12 | 0.08 | 0.15 | 0.1 | 0.08 | 0.14 | 0.04 | 0.23 | 0.18 | N | South | FC
SBERDO_2_REDLND | LA Basin | Redlands RT Solar | [12 empty] | N | South | EO | bar: JAN to DEC
SBERDO_2_SNTANA | LA Basin | SANTA ANA PSP | 0.73 | 1.01 | 1 | 0.92 | 0.66 | 1.15 | 0.85 | 0.37 | 0.6 | 0.62 | 0.87 | 0.9 | N | South | FC
SBERDO_6_MILLCK | LA Basin | MILL CREEK PSP | 1.16 | 2.02 | 2.04 | 1.85 | 2.19 | 2.01 | 1.54 | 1.74 | 1.83 | 1.58 | 1.01 | 1.51 | N | South | FC
SCHLTE_1_PL1X3 | Stockton | Tracy Combined Cycle Power Plant | 327.7 | 325 | 321.6 | 323.4 | 299.4 | 299.4 | 299.4 | 299.4 | 299.4 | 321 | 322.9 | 327.4 | Y | North | FC
SCHNDR_1_FIVPTS | Fresno | Five Points Solar Station | 0.32 | 0.65 | 1.67 | 7.75 | 8.66 | 8.3 | 7.59 | 6.37 | 6.52 | 6.32 | 0.04 | 0.01 | Y | North | ID
SCHNDR_1_WSTSDE | Fresno | Westside Solar Station | 0.31 | 0.67 | 1.83 | 8.77 | 9.25 | 8.98 | 8.43 | 9.26 | 8.81 | 6.84 | 0.04 | 0.01 | Y | North | ID
SEARLS_7_ARGUS | CAISO System | NORTH AMERICAN ARGUS | 13 | 13.14 | 12.46 | 13.78 | 13.55 | 13.63 | 12.98 | 12.44 | 11.51 | 11.26 | 12.2 | 11.13 | N | South | FC
SEARLS_7_WESTEN | CAISO System | NORTH AMERICAN WESTEND | 0 | 0 | 0 | 0 | 0 | 0 | 0 | 0 | 0 | 0 | 0 | 0 | N | South | FC
SEAWST_6_LAPOS | Bay Area | SEA WEST WIND QF AGGREGATION | 0 | 0.03 | 0.19 | 0.15 | 0.25 | 0.11 | 0.21 | 0.15 | 0.14 | 0.06 | 0 | 0 | N | North | FC
SEGS_1_SEGS2 | CAISO System | SUNRAY ENERGY, INC. - SEGS 2 | 0 | 0.03 | 0.62 | 7.97 | 9.56 | 26.01 | 22.12 | 28.82 | 18.91 | 1.79 | 0.01 | 0 | N | South | FC
SENTNL_2_CTG1 | LA Basin | Sentinel Unit 1 | 91 | 91 | 91 | 91 | 91 | 91 | 91 | 91 | 91 | 91 | 91 | 91 | Y | South | FC
SENTNL_2_CTG2 | LA Basin | Sentinel Unit 2 | 91 | 91 | 91 | 91 | 91 | 91 | 91 | 91 | 91 | 91 | 91 | 91 | Y | South | FC
SENTNL_2_CTG3 | LA Basin | Sentinel Unit 3 | 91 | 91 | 91 | 91 | 91 | 91 | 91 | 91 | 91 | 91 | 91 | 91 | Y | South | FC
SENTNL_2_CTG4 | LA Basin | Sentinel Unit 4 | 91 | 91 | 91 | 91 | 91 | 91 | 91 | 91 | 91 | 91 | 91 | 91 | Y | South | FC
SENTNL_2_CTG5 | LA Basin | Sentinel Unit 5 | 91 | 91 | 91 | 91 | 91 | 91 | 91 | 91 | 91 | 91 | 91 | 91 | Y | South | FC
SENTNL_2_CTG6 | LA Basin | Sentinel Unit 6 | 91 | 91 | 91 | 91 | 91 | 91 | 91 | 91 | 91 | 91 | 91 | 91 | Y | South | FC
SENTNL_2_CTG7 | LA Basin | Sentinel Unit 7 | 91 | 91 | 91 | 91 | 91 | 91 | 91 | 91 | 91 | 91 | 91 | 91 | Y | South | FC
SENTNL_2_CTG8 | LA Basin | Sentinel Unit 8 | 91 | 91 | 91 | 91 | 91 | 91 | 91 | 91 | 91 | 91 | 91 | 91 | Y | South | FC
SGREGY_6_SANGER | Fresno | DYNAMIS COGEN | 27.57 | 27.09 | 28.79 | 27.2 | 29 | 28.82 | 29.27 | 30.66 | 27.33 | 31.52 | 27.57 | 27.61 | N | North | FC
SIERRA_1_UNITS | Kern | HIGH SIERRA LIMITED | 52.43 | 52.43 | 52.43 | 52.43 | 52.43 | 52.43 | 52.43 | 52.43 | 52.43 | 52.43 | 52.43 | 52.43 | Y | North | FC
SISQUC_1_SMARIA | CAISO System | Santa Maria II LFG Power Plant | 0.48 | 0.85 | 0.82 | 0.79 | 0.74 | 0.74 | 0.77 | 0.62 | 0.96 | 1.09 | 0.96 | 0.7 | N | North | FC
SLSTR1_2_SOLAR1 | CAISO System | Solar Star 1 | 0.81 | 6.85 | 15.65 | 62.55 | 66.37 | 82.83 | 83.2 | 77.48 | 75.61 | 49.98 | 2.58 | 1.38 | N | South | ID
SLSTR2_2_SOLAR2 | CAISO System | Solar Star 2 | 0.57 | 4.77 | 10.89 | 43.51 | 46.17 | 57.62 | 57.88 | 53.9 | 52.6 | 34.77 | 1.79 | 0.96 | N | South | ID
SLUISP_2_UNITS | CAISO System | SAN LUIS (GIANELLI) PUMP-GEN (AGGREGATE) | 0 | 0 | 0 | 120.94 | 113.21 | 72.21 | 17.77 | 0 | 0 | 0 | 0 | 0 | N | South | FC
SLYCRK_1_UNIT 1 | Sierra | SLY CREEK HYDRO | 6.35 | 6.63 | 9.49 | 12.01 | 13 | 13 | 12.92 | 10.36 | 8.3 | 8 | 7.85 | 6.94 | Y | North | FC
SMPRIP_1_SMPSON | CAISO System | RIPON COGENERATION, INC. | 27.07 | 30.37 | 28.63 | 27.83 | 32.37 | 31.76 | 30.99 | 33.15 | 30.01 | 32.24 | 28.15 | 28.12 | N | North | FC
SMRCOS_6_LNDFIL | San Diego-IV | San Marcos Energy | 0.87 | 0.86 | 0.8 | 0.76 | 0.69 | 0.67 | 0.65 | 0.65 | 0.67 | 0.63 | 0.7 | 0.72 | N | South | FC
SMUDGO_7_UNIT 1 | NCNB | SONOMA POWER PLANT | 37 | 37 | 37 | 37 | 37 | 37 | 37 | 37 | 37 | 37 | 37 | 37 | N | North | FC
SNCLRA_6_OXGEN | Big Creek-Ventura | E.F. OXNARD INCORPORATED | 35.17 | 32.28 | 32.05 | 34.25 | 34.59 | 34.2 | 33.11 | 35.65 | 29.86 | 35.18 | 31.95 | 33.09 | N | South | FC
SNCLRA_6_PROCGN | Big Creek-Ventura | PROCTER AND GAMBLE OXNARD II | 46 | 44.27 | 46.26 | 46.92 | 45.38 | 45.82 | 45.41 | 45.03 | 44.42 | 43.12 | 45.87 | 44.72 | N | South | FC
SNCLRA_6_QF | Big Creek-Ventura | SANTA CLARA QFS | 0 | 0 | 0 | 0 | 0 | 0 | 0 | 0 | 0 | 0 | 0 | 0 | N | South | FC
SNCLRA_6_WILLMT | Big Creek-Ventura | WILLIAMETTE | 12.08 | 12.65 | 12.06 | 13.25 | 13.6 | 13.97 | 13.23 | 13.72 | 13.21 | 13.1 | 11.7 | 12.93 | N | South | FC
SNDBAR_7_UNIT 1 | Stockton | SAND BAR HYDRO | 9.93 | 9.51 | 9.19 | 9.63 | 10.29 | 9.56 | 9.67 | 11.1 | 11.29 | 14.23 | 9.51 | 7.07 | N | North | FC
SNMALF_6_UNITS | NCNB | Sonoma County Landfill | 4.14 | 4.23 | 4.35 | 4.14 | 4.1 | 4.17 | 4.07 | 3.99 | 3.9 | 3.66 | 3.74 | 3.82 | N | North | FC
SOUTH_2_UNIT | CAISO System | SOUTH HYDRO | 5.53 | 5.7 | 6.07 | 5.98 | 6.67 | 5.4 | 4.51 | 3.87 | 3.32 | 3.74 | 3.95 | 4.38 | Y | North | FC
SPAULD_6_UNIT 3 | Sierra | SPAULDING HYDRO PH 3 UNIT | 3.66 | 3.11 | 3.91 | 5.54 | 5.5 | 5.04 | 4.68 | 5.74 | 5.56 | 4.61 | 2.3 | 2.46 | Y | North | FC
SPAULD_6_UNIT12 | Sierra | SPAULDING HYDRO PH 1 & 2 AGGREGATE | 5.93 | 6.14 | 9.43 | 11.12 | 11.4 | 11.4 | 11.4 | 9.91 | 7.73 | 9.06 | 9.54 | 7.93 | Y | North | FC
SPBURN_2_UNIT 1 | CAISO System | SIERRA PACIFIC IND. (BURNEY) | 10.26 | 9.52 | 9.9 | 9.93 | 9.93 | 12.74 | 12.72 | 12.83 | 11.63 | 10.16 | 10.82 | 11.66 | N | North | FC
SPBURN_7_SNOWMT | CAISO System | SPBURN_7_SNOWMT | 0.1 | 0.09 | 1.61 | 2.15 | 1.17 | 0.86 | 0.04 | 0 | 0 | 0 | 0.05 | 0.28 | N | North | FC
SPI LI_2_UNIT 1 | Sierra | SIERRA PACIFIC IND. (LINCOLN) | 7.46 | 7.12 | 5.86 | 5.7 | 9.22 | 9.44 | 9.72 | 9.68 | 9.05 | 7.8 | 7.56 | 8.25 | N | North | FC
SPIAND_1_UNIT | CAISO System | SIERRA PACIFIC IND. (ANDERSON) | 0.32 | 0.35 | 0.32 | 0.33 | 0.4 | 0.48 | 0.56 | 0.42 | 0.48 | 0.38 | 0.38 | 0.54 | N | North | FC
SPICER_1_UNITS | CAISO System | SPICER HYDRO UNITS 1-3 AGGREGATE | 1.65 | 0.82 | 1.42 | 0.95 | 1.93 | 2.52 | 3.45 | 3.57 | 3.87 | 2.46 | 2.22 | 1.56 | Y | North | FC
SPIFBD_1_PL1X2 | Stockton | SIERRA PACIFIC IND. (SONORA) | 0.34 | 0.99 | 0.88 | 0.79 | 1.05 | 0.86 | 1.12 | 0.88 | 1.6 | 2.04 | 1.85 | 1.26 | N | North | FC
SPQUIN_6_SRPCQU | CAISO System | SIERRA PACIFIC IND. (QUINCY) | 13.1 | 14.11 | 14.2 | 10.05 | 12.1 | 17.92 | 18.36 | 17.86 | 18.27 | 17.32 | 13.93 | 18.19 | N | North | FC
SPRGAP_1_UNIT 1 | Stockton | SPRING GAP HYDRO | 4.2 | 3.64 | 3.82 | 5.8 | 6.38 | 3.52 | 1.67 | -0.01 | 3.37 | 3.46 | 3.53 | 3.52 | Y | North | FC
SPRGVL_2_QF | Big Creek-Ventura | SPRINGVILLE QFS | 0.17 | 0.15 | 0.2 | 0.27 | 0.17 | 0.46 | 0.29 | 0.21 | 0.02 | 0.01 | 0.01 | 0.01 | N | South | FC
SPRGVL_2_TULE | Big Creek-Ventura | TULE RIVER HYDRO PLANT (PG&E) | 2.55 | 2.26 | 3.51 | 4.68 | 4.32 | 2.09 | 1.25 | 0 | 0 | 0 | 0 | 0 | Y | South | FC
SPRGVL_2_TULESC | Big Creek-Ventura | TULE RIVER HYDRO PLANT (SCE) | 2.33 | 2.48 | 2.45 | 2.37 | 2.41 | 2.3 | 1.54 | 0 | 0 | 0 | 0.97 | 1.17 | N | South | FC
SRINTL_6_UNIT | Bay Area | SRI INTERNATIONAL | 0.91 | 0.85 | 0.89 | 0.35 | 1.14 | 1.2 | 1.07 | 1.1 | 1.15 | 1.25 | 0.94 | 1.07 | N | North | FC
STANIS_7_UNIT 1 | Stockton | STANISLAUS HYDRO | 91 | 91 | 91 | 91 | 91 | 91 | 91 | 91 | 91 | 91 | 91 | 91 | Y | North | FC
STAUFF_1_UNIT | Bay Area | RHODIA INC. (RHONE-POULENC) | 0.08 | 0.01 | 0.17 | 0.18 | 0.15 | 0.09 | 0.13 | 0.08 | 0.06 | 0.08 | 0.15 | 0.1 | N | North | FC
STIGCT_2_LODI | Sierra | LODI STIG UNIT | 49.5 | 49.5 | 49.5 | 49.5 | 49.5 | 49.5 | 49.5 | 49.5 | 49.5 | 49.5 | 49.5 | 49.5 | Y | North | FC
STNRES_1_UNIT | Stockton | STANISLAUS WASTE ENERGY CO. | 10.58 | 7.32 | 6.53 | 8.97 | 9.55 | 10.48 | 10.54 | 10.57 | 10.82 | 13.05 | 16.31 | 16.07 | N | North | FC
STOILS_1_UNITS | Bay Area | CHEVRON RICHMOND REFINERY | 8.54 | 8.47 | 6.59 | 2.79 | 0.01 | 0.02 | 0 | 1.72 | 1.81 | 6.63 | 6.14 | 5.46 | N | North | FC
STOREY_7_MDRCHW | Fresno | MADERA CHOWCHILLA | 0 | 0.02 | 0 | 0.37 | 0.69 | 1.23 | 1.09 | 0.4 | 0.04 | 0 | 0 | 0 | N | North | FC
STROUD_6_SOLAR | Fresno | Stroud Solar Station | 0.42 | 0.88 | 2.44 | 11.27 | 12.2 | 11.93 | 11.34 | 13.14 | 12.76 | 6.53 | 0.04 | 0.02 | Y | North | ID
SUNRIS_2_PL1X3 | CAISO System | Sunrise Power Project AGGREGATE II | 586.02 | 586.02 | 586.02 | 586.02 | 586.02 | 586.02 | 586.02 | 586.02 | 586.02 | 586.02 | 586.02 | 586.02 | Y | North | FC
SUNSET_2_UNITS | CAISO System | MIDWAY SUNSET COGENERATION PLANT | 150.93 | 150.91 | 146.11 | 143.46 | 141.61 | 137.18 | 135.59 | 135.76 | 138.09 | 140.4 | 147.69 | 150.63 | N | North | FC
SUNSHN_2_LNDFL | Big Creek-Ventura | Sunshine Landfill | 14.18 | 14.57 | 13.74 | 12.22 | 12.12 | 14.7 | 15.49 | 15.23 | 15.22 | 14.28 | 14.09 | 14.51 | N | South | ID
SUTTER_2_PL1X3 | CAISO System | SUTTER POWER PLANT AGGREGATE | 525 | 525 | 525 | 525 | 525 | 515 | 505 | 500 | 515 | 520 | 525 | 525 | Y | North | FC
SYCAMR_2_UNIT 1 | Big Creek-Ventura | Sycamore Cogeneration Unit 1 | 49.89 | 46.09 | 50.34 | 47.54 | 50.2 | 56.2 | 54.9 | 56.53 | 56.9 | 45.69 | 48.98 | 56.84 | N | South | FC
SYCAMR_2_UNIT 2 | Big Creek-Ventura | Sycamore Cogeneration Unit 2 | 49.89 | 46.1 | 50.35 | 47.54 | 50.21 | 56.21 | 54.91 | 56.54 | 56.9 | 45.7 | 48.99 | 56.85 | N | South | FC
SYCAMR_2_UNIT 3 | Big Creek-Ventura | Sycamore Cogeneration Unit 3 | 49.89 | 46.09 | 50.35 | 47.54 | 50.2 | 56.21 | 54.91 | 56.53 | 56.9 | 45.7 | 48.99 | 56.85 | N | South | FC
SYCAMR_2_UNIT 4 | Big Creek-Ventura | Sycamore Cogeneration Unit 4 | 49.89 | 46.1 | 50.35 | 47.54 | 50.21 | 56.21 | 54.91 | 56.53 | 56.9 | 45.7 | 48.99 | 56.85 | N | South | FC
TANHIL_6_SOLART | CAISO System | BERRY PETROLEUM COGEN 18 AGGREGATE | 11.11 | 11.49 | 11.35 | 11.07 | 10.21 | 9.96 | 9.5 | 10.18 | 10.23 | 10.45 | 10.59 | 10.61 | N | North | FC | Local area definition change for 2015. See LCR Report.
TBLMTN_6_QF | CAISO System | SMALL QF AGGREGATION - PARADISE | 1.21 | 0.76 | 1.17 | 2.22 | 2.29 | 1.96 | 1.28 | 0.86 | 0.58 | 0.43 | 0.28 | 0.39 | N | North | FC
TEMBLR_7_WELLPT | CAISO System | NUEVO ENERGY COMPANY (WELPORT) | 0.57 | 0.54 | 0.5 | 0.5 | 0.34 | 0.46 | 0.27 | 0.28 | 0.15 | 0.47 | 0.68 | 0.63 | N | North | FC | Local area definition change for 2015. See LCR Report.
TENGEN_2_PL1X2 | Big Creek-Ventura | Berry Cogen 42 | 37.01 | 33.83 | 37.56 | 28.07 | 32.46 | 37.06 | 37.1 | 36 | 36.03 | 30.96 | 31.74 | 36.52 | N | South | FC
TERMEX_2_PL1X3 | San Diego-IV | TDM | 605 | 605 | 605 | 605 | 601 | 593 | 591 | 593 | 596 | 605 | 605 | 605 | Y | South | FC
TESLA_1_QF | CAISO System | SMALL QF AGGREGATION - STOCKTON | 0.6 | 0.59 | 0.51 | 0.7 | 0.82 | 0.67 | 0.9 | 0.75 | 0.68 | 0.54 | 0.33 | 0.35 | N | North | FC
THMENG_1_UNIT 1 | CAISO System | THERMAL ENERGY DEV. CORP. | 18.1 | 17.6 | 14.98 | 16.17 | 18.44 | 17.64 | 17.92 | 17.32 | 17.88 | 16.59 | 16.77 | 15.67 | N | North | FC
TIDWTR_2_UNITS | Bay Area | MARTINEZ COGEN LIMITED PARTNERSHIP | 31.88 | 40.15 | 24.84 | 22.61 | 34.68 | 28.43 | 23.28 | 22.75 | 20.04 | 28.03 | 28.24 | 23.76 | N | North | FC
TIFFNY_1_DILLON | LA Basin | TIFFNY_1_DILLON | 2.17 | 4.31 | 9.34 | 14.12 | 16.56 | 43.4 | 12.65 | 12.66 | 10.86 | 8.15 | 1.77 | 1.64 | N | South | FC
TIGRCK_7_UNITS | CAISO System | TIGER CREEK HYDRO AGGREGATE | 1.48 | 7.09 | 6.85 | 14.45 | 16.73 | 35.95 | 41.84 | 37.78 | 40.05 | 41.29 | 45.52 | 39.18 | Y | North | FC
TKOPWR_2_UNIT | CAISO System | TKO POWER | 0.78 | 0.69 | 1.56 | 1.55 | 0.59 | 0.36 | 0.01 | 0 | 0 | 0 | 0.01 | 0.46 | N | North | FC
TMPLTN_2_SOLAR | CAISO System | Vintner Solar | 0.01 | 0.09 | 0.22 | 0.9 | 0.96 | 1.2 | 1.2 | 1.12 | 1.09 | 0.72 | 0.03 | 0.01 | N | North | ID
TOADTW_6_UNIT | CAISO System | TOAD TOWN | 0.78 | 0.82 | 0.97 | 1.22 | 0.96 | 0.77 | 0.7 | 0.65 | 0.38 | 0.03 | 0 | 0.17 | Y | North | FC
TOPAZ_2_SOLAR | CAISO System | Topaz Solar Farms | 4 | 33.77 | 77.11 | 308.21 | 327.04 | 408.17 | 409.98 | 381.76 | 372.55 | 246.29 | 12.7 | 6.77 | N | North | ID
TULLCK_7_UNITS | Stockton | TULLOCH HYDRO AGGREGATE | 4.76 | 2.35 | 1.2 | 13.84 | 18.7 | 18.7 | 18.7 | 18.7 | 15.51 | 3.2 | 5 | 1.36 | N | North | FC
TWISSL_6_SOLAR | CAISO System | Nickel 1 ("NLH1") | 0.01 | 0.1 | 0.22 | 1.01 | 1.05 | 1.2 | 1.2 | 1.17 | 1.1 | 0.76 | 0.03 | 0.01 | N | North | ID
TXMCKT_6_UNIT | CAISO System | McKittrick Cogen | 0.02 | 0 | 0.14 | 0.1 | 0 | 0.83 | 0.69 | 1.31 | 1.63 | 3.28 | 2.94 | 2.74 | N | North | FC | Local area definition change for 2015. See LCR Report.
UKIAH_7_LAKEMN | NCNB | UKIAH LAKE MENDOCINO HYDRO | 2.17 | 1.24 | 1.63 | 1.17 | 1.25 | 0.94 | 1.09 | 1.25 | 1.51 | 0.99 | 1.01 | 1.33 | Y | North | FC
ULTOGL_1_POSO | Kern | RIO BRAVO POSO | 17.59 | 16.23 | 16.19 | 17.63 | 29.98 | 32.56 | 31.28 | 31.72 | 29.37 | 31.15 | 0 | 0 | N | North | FC
ULTPCH_1_UNIT 1 | Stockton | OGDEN POWER PACIFIC (CHINESE STATION) | 18.17 | 16.7 | 17.61 | 14.82 | 17.84 | 18.38 | 17.96 | 16.57 | 17.31 | 17.07 | 17.06 | 18.99 | N | North | FC
ULTPFR_1_UNIT 1 | Fresno | RIO BRAVO FRESNO (AKA ULTRAPOWER) | 23.29 | 23.86 | 24.32 | 24.27 | 24.01 | 22.92 | 21.51 | 22.93 | 23.53 | 22.85 | 23.64 | 24.3 | N | North | FC
ULTRCK_2_UNIT | Sierra | Rio Bravo Rocklin | 23.5 | 23.63 | 21.96 | 21.65 | 22.25 | 23.99 | 22.81 | 21.29 | 23.43 | 23.21 | 22.65 | 23.99 | N | North | FC
UNCHEM_1_UNIT | Bay Area | CONTRA COSTA CARBON PLANT | 15.11 | 14.77 | 14.68 | 15.59 | 15.49 | 14.42 | 14.7 | 15.73 | 16.55 | 12.72 | 12.38 | 13.4 | N | North | FC
UNOCAL_1_UNITS | Bay Area | TOSCO (RODEO PLANT) | 2.61 | 1.86 | 4.33 | 2.46 | 7.62 | 4.45 | 0.74 | 0.44 | 1.07 | 2.66 | 2.53 | 4.56 | N | North | FC
UNVRSY_1_UNIT 1 | CAISO System | Berry Cogen 38 - Unit 1 | 36.72 | 36.77 | 36.1 | 35.92 | 34.71 | 35.08 | 33.84 | 34.87 | 34.41 | 35.99 | 34.89 | 36.85 | N | North | FC | Local area definition change for 2015. See LCR Report.
USWND1_2_UNITS | CAISO System | US WIND POWER#1(WALKER) | 0 | 0.54 | 2.17 | 1.56 | 2.89 | 2.74 | 3.66 | 4.19 | 1.45 | 0.76 | 0 | 0 | N | North | FC
USWND2_1_UNITS | CAISO System | US WIND POWER#2(PATTERSON) | 0 | 2.43 | 7.83 | 6.05 | 10.78 | 8.22 | 10.11 | 14.1 | 5.81 | 2.81 | 0 | 0 | N | North | FC
USWND4_2_UNITS | CAISO System | US WIND POWER#4(RALPH) | 6.1 | 7.12 | 10.86 | 8.03 | 9.78 | 9.43 | 9.44 | 9.31 | 7.76 | 6.8 | 5.95 | 5.53 | N | North | FC
USWNDR_2_SMUD | Bay Area | SOLANO WIND FARM | 1.77 | 5.63 | 11.3 | 11.11 | 19.84 | 18.57 | 24.99 | 22.11 | 9.26 | 2.73 | 2.22 | 3.16 | N | North | FC
USWNDR_2_SMUD2 | Bay Area | Solano Wind Project Phase 3 | 5.06 | 9.87 | 24.24 | 27.86 | 37.79 | 39.48 | 38.65 | 37.86 | 16.6 | 5.63 | 5.18 | 5.62 | N | North | FC
USWNDR_2_UNITS | Bay Area | US WIND POWER(RUSSELL) | 0.61 | 3.5 | 2.46 | 2.14 | 4.74 | 3.7 | 5.59 | 4.84 | 1.68 | 0.43 | 0.43 | 0.49 | N | North | FC
USWPFK_6_FRICK | Bay Area | GREEN RIDGE POWER LLC (FRICK) | 0 | 0.17 | 0.73 | 0.51 | 1.27 | 1.21 | 1.55 | 1.66 | 0.56 | 0.3 | 0 | 0 | N | North | FC
USWPJR_2_UNITS | Bay Area | Vasco Wind | 1.29 | 3.87 | 7.79 | 5.56 | 13.11 | 9.92 | 10.65 | 11.68 | 5.56 | 2.46 | 1.47 | 3.82 | N | North | FC
VACADX_1_QF | CAISO System | SMALL QF AGGREGATION - VACAVILLE | 0 | 0 | 0 | 0 | 0 | 0 | 0 | 0 | 0 | 0 | 0 | 0 | N | North | FC
VACADX_1_SOLAR | CAISO System | Vaca-Dixon Solar Station | 0.01 | 0.03 | 0.1 | 1.28 | 1.34 | 1.25 | 1.59 | 1.52 | 1.43 | 1.07 | 0.01 | 0 | Y | North | FC
VACADX_1_UNITA1 | CAISO System | CalPeak Power Vaca Dixon Unit 1 | 48 | 48 | 48 | 48 | 48 | 48 | 48 | 48 | 48 | 48 | 48 | 48 | Y | North | FC
VALLEY_5_PERRIS | LA Basin | MWD Perris Hydroelectric Recovery Plant | 7.94 | 7.94 | 7.94 | 7.94 | 7.94 | 7.94 | 7.94 | 7.94 | 7.94 | 7.94 | 7.94 | 7.94 | Y | South | FC
VALLEY_5_REDMTN | LA Basin | MWD Red Mountain Hydroelectric Recovery | 2.51 | 4.62 | 4.42 | 4.27 | 1.7 | 3.22 | 3.78 | 3.37 | 2.81 | 4.47 | 4.68 | 4.64 | N | South | FC
VALLEY_7_BADLND | LA Basin | VALLEY_7_BADLND | 0.62 | 0.78 | 0.58 | 0.75 | 0.8 | 0.79 | 0.69 | 0.54 | 0.66 | 0.63 | 0.33 | 0.24 | N | South | FC
VALLEY_7_UNITA1 | LA Basin | WM Energy, El Sobrante Landfill | 2.34 | 2.47 | 2.54 | 2.03 | 2.19 | 2.82 | 2.52 | 2.3 | 2.42 | 2.24 | 2.61 | 2.96 | N | South | FC
VEDDER_1_SEKERN | Kern | TEXACO EXPLORATION & PROD (SE KERN RIVER | 12.44 | 10.92 | 7.46 | 10.9 | 10.81 | 10.62 | 11.21 | 13.18 | 16.37 | 15.78 | 10.11 | 12.52 | N | North | FC
VERNON_6_GONZL1 | LA Basin | H. Gonzales Unit #1 | 5.75 | 5.75 | 5.75 | 5.75 | 5.75 | 5.75 | 5.75 | 5.75 | 5.75 | 5.75 | 5.75 | 5.75 | Y | South | FC
VERNON_6_GONZL2 | LA Basin | H. Gonzales Unit #2 | 5.75 | 5.75 | 5.75 | 5.75 | 5.75 | 5.75 | 5.75 | 5.75 | 5.75 | 5.75 | 5.75 | 5.75 | Y | South | FC
VERNON_6_MALBRG | LA Basin | Malburg Generating Station | 134 | 134 | 134 | 134 | 134 | 134 | 134 | 134 | 134 | 134 | 134 | 134 | Y | South | FC
VESTAL_2_KERN | Big Creek-Ventura | KERN RIVER PH 3 UNITS 1 & 2 AGGREGATE | 14.74 | 14.93 | 18.45 | 27.38 | 31.15 | 21.93 | 14.66 | 16.74 | 7.66 | 11.11 | 8.44 | 0.43 | N | South | FC
VESTAL_2_WELLHD | Big Creek-Ventura | Wellhead Power Delano | 49 | 49 | 49 | 49 | 49 | 49 | 49 | 49 | 49 | 49 | 49 | 49 | Y | South | FC
VESTAL_6_QF | Big Creek-Ventura | VESTAL QFS | 3.96 | 3.42 | 2.74 | 4.46 | 5.23 | 6.36 | 5.81 | 3.73 | 2.36 | 2.11 | 0.03 | 0.35 | N | South | FC
VESTAL_6_ULTRGN | Big Creek-Ventura | RIO BRAVO JASMIN | 23.55 | 21.47 | 23.24 | 22.39 | 10.84 | 30.86 | 31.76 | 32.48 | 28.91 | 11.86 | 11.58 | 11.98 | N | South | FC
VICTOR_1_EXSLRA | CAISO System | Expressway Solar A | [12 empty] | N | South | EO | bar: JAN to DEC
VICTOR_1_EXSLRB | CAISO System | Expressway Solar B | [12 empty] | N | South | EO | bar: JAN to DEC
VICTOR_1_QF | CAISO System | VICTOR QFS | 0 | 0 | 0 | 0 | 0 | 0 | 0 | 0 | 0 | 0 | 0 | 0 | N | South | FC
VICTOR_1_SOLAR1 | CAISO System | Victor Phelan Solar One | [12 empty] | N | South | EO | bar: JAN to DEC
VILLPK_2_VALLYV | LA Basin | MWD Valley View Hydroelectric Recovery P | 4.1 | 4.1 | 4.1 | 4.1 | 4.1 | 4.1 | 4.1 | 4.1 | 4.1 | 4.1 | 4.1 | 4.1 | Y | South | FC
VILLPK_6_MWDYOR | LA Basin | Yorba Linda Hydroelectric Recovery Plant | 0.58 | 0.53 | 0.2 | 0.82 | 0.85 | 0.75 | 0.63 | 0.63 | 0.52 | 0.73 | 0.69 | 0.87 | Y | South | FC
VINCNT_2_QF | CAISO System | VINCENT QFS | 18.9 | 24.47 | 55.31 | 78.78 | 70.73 | 39.83 | 19.11 | 22.79 | 15.27 | 13.5 | 15.46 | 11.06 | N | South | FC
VINCNT_2_WESTWD | CAISO System | Oasis Power Plant | 1.68 | 3.77 | 10.96 | 12.05 | 15.4 | 9.48 | 4.18 | 3.59 | 2.91 | 1.83 | 2.45 | 3.12 | N | South | FC
VISTA_2_RIALTO | LA Basin | Rialto RT Solar | [12 empty] | N | South | EO | bar: JAN to DEC
VISTA_6_QF | LA Basin | VISTA QFS | 0.04 | 0.05 | 0.04 | 0.07 | 0.13 | 0.15 | 0.16 | 0.15 | 0.13 | 0.12 | 0.07 | 0.04 | N | South | FC
VLCNTR_6_VCSLR1 | San Diego-IV | Valley Center 1 | 0.02 | 0.17 | 0.38 | 1.51 | 1.6 | 2 | 2.01 | 1.87 | 1.83 | 1.21 | 0.06 | 0.03 | N | South | FC
VLCNTR_6_VCSLR2 | San Diego-IV | Valley Center 2 | 0.04 | 0.33 | 0.76 | 3.02 | 3.21 | 4 | 4.02 | 3.74 | 3.65 | 2.41 | 0.12 | 0.07 | N | South | FC
VLYHOM_7_SSJID | Stockton | Woodward Power Plant | 0 | 0 | 0.1 | 0.25 | 1.07 | 0.82 | 1.49 | 1.4 | 0.85 | 0.25 | 0 | 0 | N | North | FC
VOLTA_2_UNIT 1 | CAISO System | VOLTA HYDRO UNIT 1 | 5.15 | 5.35 | 6.82 | 8.01 | 6.61 | 5.95 | 5.38 | 4.23 | 3.21 | 3.48 | 3.59 | 4.58 | Y | North | FC
VOLTA_2_UNIT 2 | CAISO System | Volta Hydro Unit 2 | 0.63 | 0.61 | 0.66 | 0.91 | 0.86 | 0.75 | 0.58 | 0.44 | 0.36 | 0.49 | 0.42 | 0.47 | Y | North | FC
VOLTA_6_DIGHYD | CAISO System | Digger Creek Ranch Hydro | 0.23 | 0.22 | 0.25 | 0.28 | 0.37 | 0.4 | 0.41 | 0.38 | 0.32 | 0.21 | 0.22 | 0.23 | N | North | FC
VOLTA_7_QFUNTS | CAISO System | VOLTA_7_QFUNTS | 0.66 | 0.66 | 1.09 | 1.29 | 1.44 | 1.38 | 1.01 | 0.57 | 0.37 | 0.39 | 0.44 | 0.61 | N | North | FC
WADHAM_6_UNIT | CAISO System | WADHAM ENERGY LTD. PART. | 25.31 | 25.23 | 23.52 | 24.33 | 24.83 | 25.2 | 24.99 | 25.48 | 24.94 | 24.44 | 24.82 | 24.64 | N | North | FC
WALCRK_2_CTG1 | LA Basin | Walnut Creek Energy Park Unit 1 | 96 | 96 | 96 | 96 | 96 | 96 | 96 | 96 | 96 | 96 | 96 | 96 | Y | South | FC
WALCRK_2_CTG2 | LA Basin | Walnut Creek Energy Park Unit 2 | 96 | 96 | 96 | 96 | 96 | 96 | 96 | 96 | 96 | 96 | 96 | 96 | Y | South | FC
WALCRK_2_CTG3 | LA Basin | Walnut Creek Energy Park Unit 3 | 96 | 96 | 96 | 96 | 96 | 96 | 96 | 96 | 96 | 96 | 96 | 96 | Y | South | FC
WALCRK_2_CTG4 | LA Basin | Walnut Creek Energy Park Unit 4 | 96 | 96 | 96 | 96 | 96 | 96 | 96 | 96 | 96 | 96 | 96 | 96 | Y | South | FC
WALCRK_2_CTG5 | LA Basin | Walnut Creek Energy Park Unit 5 | 96.65 | 96.65 | 96.65 | 96.65 | 96.65 | 96.65 | 96.65 | 96.65 | 96.65 | 96.65 | 96.65 | 96.65 | Y | South | FC
WALNUT_6_HILLGEN | LA Basin | L.A. COUNTY SANITATION DISTRICT | 46.69 | 47.25 | 45.84 | 46.5 | 41.93 | 47.74 | 47.45 | 48.03 | 47.72 | 45.69 | 45.58 | 44.43 | N | South | FC
WALNUT_7_WCOVCT | LA Basin | WALNUT_7_WCOVCT | 3.25 | 2.92 | 3.03 | 3.15 | 3.37 | 2.21 | 2.18 | 2.16 | 2.11 | 1.94 | 2.09 | 2.02 | N | South | FC
WALNUT_7_WCOVST | LA Basin | WALNUT_7_WCOVST | 4.96 | 5.1 | 5.34 | 4.69 | 5.38 | 4.88 | 5.11 | 5.19 | 5.16 | 4.97 | 5.01 | 5.13 | N | South | FC
WARNE_2_UNIT | Big Creek-Ventura | WARNE HYDRO AGGREGATE | 76 | 74.98 | 67.32 | 55.82 | 76 | 76 | 76 | 76 | 66.19 | 56.57 | 76 | 76 | Y | South | FC
WAUKNA_1_SOLAR | Fresno | Corcoran Solar | 0.15 | 1.32 | 3.02 | 12.08 | 12.82 | 16 | 16.07 | 16.8 | 15.46 | 9.57 | 0.49 | 0.25 | N | North | ID
WDFRDF_2_UNITS | NCNB | WEST FORD FLAT AGGREGATE | 25 | 25 | 25 | 25 | 25 | 25 | 25 | 25 | 25 | 25 | 25 | 25 | Y | North | FC
WDLEAF_7_UNIT 1 | Sierra | WOODLEAF HYDRO | 55 | 55 | 55 | 55 | 55 | 55 | 55 | 55 | 55 | 55 | 55 | 55 | Y | North | FC
WEBER_6_FORWRD | Stockton | FORWARD | 4.2 | 4.2 | 4.2 | 4.2 | 4.2 | 4.2 | 4.2 | 4.2 | 4.2 | 4.2 | 4.2 | 4.2 | N | North | ID
WESTPT_2_UNIT | CAISO System | West Point Hydro Plant | 14 | 14 | 14 | 14 | 14 | 14 | 14 | 14 | 14 | 14 | 14 | 14 | Y | North | FC
WFRESN_1_SOLAR | Fresno | Joya Del Sol | [12 empty] | N | North | EO | bar: JAN to DEC
WHEATL_6_LNDFIL | Sierra | G2 ENERGY, OSTROM ROAD LLC | 1.23 | 1.2 | 1.09 | 1.09 | 1.1 | 1.13 | 1.16 | 1.25 | 1.62 | 1.64 | 1.7 | 1.84 | N | North | FC
WHTWTR_1_WINDA1 | LA Basin | Whitewater Hill Wind Project | 3.22 | 8.05 | 24.93 | 12.85 | 24.93 | 34.9 | 8.47 | 7.18 | 4.39 | 4.59 | 2.51 | 2.8 | N | South | FC
WISE_1_UNIT 1 | Sierra | Wise Hydro Unit 1 | 8.74 | 9.49 | 8 | 8.09 | 11.1 | 10.86 | 11.19 | 10.68 | 9.86 | 7.51 | 3.89 | 3.44 | Y | North | FC
WISE_1_UNIT 2 | Sierra | WISE HYDRO UNIT 2 | 0.4 | 0.48 | 0.38 | 0.16 | 0 | 0 | 0 | 0 | 0 | 0 | 0 | 0 | Y | North | FC
WISHON_6_UNITS | Fresno | Wishon/San Joaquin #1-A AGGREGATE | 18.4 | 18.4 | 18.4 | 18.4 | 18.4 | 18.4 | 18.4 | 18.4 | 18.4 | 18.4 | 18.4 | 18.4 | Y | North | FC
WLLWCR_6_CEDRFL | Humboldt | CEDAR FLAT HYDRO QF AGGREGATION | 0.22 | 0.25 | 0.27 | 0.28 | 0.21 | 0.11 | 0.04 | 0.01 | 0 | 0.02 | 0.04 | 0.06 | N | North | FC
WNDMAS_2_UNIT 1 | Bay Area | BUENA VISTA ENERGY, LLC | 0.47 | 2.05 | 3.82 | 2.93 | 6.71 | 4.17 | 3.75 | 3.76 | 2.1 | 1.13 | 0.84 | 0.91 | N | North | FC
WNDSTR_2_WIND | CAISO System | Windstar | 5.32 | 11.04 | 29.3 | 34.84 | 42.93 | 36.16 | 20.32 | 17.69 | 12.47 | 9.61 | 5.13 | 5.19 | N | South | FC
WOLFSK_1_UNITA1 | CAISO System | Wolfskill Energy Center, Unit #1 | 46.9 | 46.9 | 46.9 | 46.9 | 46 | 46 | 46 | 46 | 46 | 46.9 | 46.9 | 46.9 | Y | North | FC
WRGHTP_7_AMENGY | Fresno | SMALL QF AGGREGATION - LOS BANOS | 0 | 0 | 0 | 0 | 0.21 | 0.19 | 0.54 | 0.46 | 0.17 | 0 | 0 | 0 | N | North | FC
WSENGY_1_UNIT 1 | CAISO System | WHEELABRATOR SHASTA UNITS 1-3 AGGREGATE | 48.28 | 48.88 | 44.47 | 44.77 | 49.51 | 50.05 | 49.72 | 48.47 | 46.92 | 48.96 | 48.92 | 46.43 | N | North | FC
YUBACT_1_SUNSWT | Sierra | YUBA CITY COGEN | 10.84 | 10.58 | 12.29 | 11.86 | 9.79 | 26.65 | 30.62 | 23.98 | 24.38 | 11.48 | 8.37 | 9.44 | N | North | FC
YUBACT_6_UNITA1 | Sierra | Yuba City Energy Center (Calpine) | 46 | 46 | 46 | 46 | 46 | 46 | 46 | 46 | 46 | 46 | 46 | 46 | Y | North | FC
ZOND_6_UNIT | Bay Area | ZOND WINDSYSTEMS INC. | 0 | 0.01 | 0.64 | 0.39 | 1.13 | 0.64 | 1.72 | 2.64 | 1 | 0.23 | 0.53 | 0.49 | N | North | FC

## 2015 Import
2015 NQC Information for Import Resources (can only be counted for RA if an LSE is using an RA import allocation)
RESOURCE_ID | LOCAL AREA | GENERATOR NAME | JAN | FEB | MAR | APR | MAY | JUN | JUL | AUG | SEP | OCT | NOV | DEC | DISPATCHABILITY | PATH 26 | Comments
MSQUIT_5_SERDYN | CAISO Import | MSQUIT_5_SERDYN | 625 | 625 | 625 | 625 | 625 | 625 | 625 | 625 | 625 | 625 | 625 | 625 | Y | South
RDMESA_5_NEEDYN | CAISO Import | Red Mesa Wind Dynamic | 3.88 | 8.96 | 19.07 | 21.45 | 30.65 | 32.01 | 20.65 | 17.28 | 6.29 | 7.66 | 7.07 | 5.58 | N | South
ARLVAL_5_SOLAR | CAISO Import | Arlington Valley Solar Energy II | 1 | 8.41 | 19.2 | 76.75 | 81.44 | 101.64 | 102.09 | 95.07 | 92.77 | 61.33 | 3.16 | 1.69 | N | South

## 2015 Other
Resources on this tab have not yet declared COD. NQC values for resources listed on this tab are not final and are subject to change based on the status of transmission upgrades, Unit Capability at time of COD, and declaration of COD. Month ahead NQC may be decreased per actual Pmax test.
Resource ID | Area_Name | Generator Name | NQC | Jan | Feb | Mar | Apr | May | Jun | Jul | Aug | Sep | Oct | Nov | Dec | Path 26 | Deliverability | Dispatchability | Comment
ADAMEST_6_SOLAR | Fresno | Adams East | [13 empty] | North | EO |  | Estimated Installed capacity at COD: 19, expected COD: 11/1/2014 | bar: Jan to Dec
ALTA6B_2_WIND11 | CAISO System | Alta Wind 11 |  | 3.52 | 8.12 | 17.27 | 19.43 | 27.76 | 28.99 | 18.7 | 15.65 | 5.7 | 6.94 | 6.41 | 5.05 | South | FC | N | NQC values based on COM portion. Will remain on this tab until achieve COD.
ALTA6E_2_WIND10 | CAISO System | Alta Wind 10 |  | 5.37 | 12.39 | 26.36 | 29.64 | 42.36 | 44.24 | 28.53 | 23.88 | 8.69 | 10.6 | 9.78 | 7.71 | South | FC | N | NQC values based on COM portion. Will remain on this tab until achieve COD.
ARVINN_6_ORION1 | CAISO System | Orion Solar 1 |  | 0.1 | 0.95 | 2.23 | 7.22 | 8.81 | 10.4 | 10.17 | 9.77 | 8.89 | 5.61 | 0.77 | 0.32 | North | ID | N | NQC values based on COM portion. Will remain on this tab until achieve COD.
BREGGO_6_DEGRSL | San Diego-IV | Desert Green Solar Farm |  | 0.05 | 0.43 | 0.98 | 3.93 | 4.17 | 5.2 | 5.23 | 4.87 | 4.75 | 3.14 | 0.16 | 0.09 | South | FC | N | Estimated COD: 8/1/2014; Estmated PMAX: 6.5 MW.
CAMLOT_2_SOLAR1 | CAISO System | Camelot |  | 0.35 | 2.98 | 6.8 | 27.2 | 28.86 | 36.02 | 36.17 | 33.69 | 32.87 | 21.73 | 1.12 | 0.6 | South | FC | N | Estimated COD: 11/1/2014; Estmated PMAX: 45 MW.
CAMLOT_2_SOLAR2 | CAISO System | Columbia Two |  | 0.12 | 0.99 | 2.27 | 9.07 | 9.62 | 12.01 | 12.06 | 11.23 | 10.96 | 7.24 | 0.37 | 0.2 | South | FC | N | Estimated COD: 11/1/2014; Estimated PMAX: 15 MW.
CONTRL_1_CASAD1 | CAISO System | Mammoth Lakes | 10 | [12 empty] | South | FC | N | QF conversion from CONTRL_1_QF to CONTRL_1_CASAD1, CONTRL_1_CASAD2, and CONTRL_1_CASAD3; Values are anticipated Pmax.
CONTRL_1_CASAD2 | CAISO System | Mammoth Lakes | 15 | [12 empty] | South | FC | N | QF conversion from CONTRL_1_QF to CONTRL_1_CASAD1, CONTRL_1_CASAD2, and CONTRL_1_CASAD3; Values are anticipated Pmax.
COPMT2_2_SOLAR2-Incremental | CAISO System | CMS2 |  | - | - | 9.53 | 38.07 | 40.4 | 50.42 | 50.64 | 47.16 | 46.02 | 30.42 | 1.57 | 0.84 | South | ID | N | Expected COD March 2015, expected Capacity 155 MW. Values reflect Tech factor multiplied by expected increase in capacity. Will remain on this tab until achieve COD.
DSRTSN_2_SOLAR1 | CAISO System | Desert Center Solar Farm |  | 1.13 | 15.4 | 35.92 | 116.15 | 141.75 | 167.39 | 163.68 | 157.18 | 143.04 | 103.96 | 16.58 | 7.56 | South | FC | N | NQC values based on nameplate capacity which is expected to become commercially operational through 2014. Will remain on this tab until achieve COD.
DSRTSN_2_SOLAR2 | CAISO System | Desert Sunlight 250 |  | 1.89 | 17.9 | 41.75 | 134.99 | 164.73 | 194.53 | 190.22 | 182.67 | 166.23 | 105.03 | 14.53 | 6.08 | South | FC | N | NQC values based on COM portion. Will remain on this tab until achieve COD.
ENERSJ_2_WIND | San Diego-IV | Energia Sierra Juarez Wind Project |  | 6.88 | 12.79 | 33.14 | 37.07 | 48.14 | 42.36 | 26.43 | 23.75 | 14.27 | 11.19 | 6.87 | 6.99 | South | FC | N | Estimated COD: 6/19/2015; Estimated PMAX: 155.10 MW.
GLDTWN_6_COLUM3 | CAISO System | Columbia 3 |  | 0.033 | 0.968 | 1.622 | 6.194 | 7.219 | 9.356 | 9.133 | 8.929 | 7.753 | 4.876 | 0.736 | 0.25 | South | ID | N | Est. COD 12/9/13. Est. Installed Capacity at COD 10 mw. Est. PMAX 10 mw.
INTKEP_2_PL1X3 | CAISO System | CCSF Hetch Hetchy Hydro Aggregate | [13 empty] | North | FC | Y | Current Pmax of 405 | bar: Jan to Dec
KNTSTH_6_SOLAR | Fresno | Kent South | [13 empty] | North | EO | N | Estimated installed capacity at COD: 20, expected COD: 11/1/2014 | bar: Jan to Dec
LEPRFD_1_KANSAS | Fresno | Kansas |  | 0.16 | 1.32 | 3.02 | 12.09 | 12.83 | 16.01 | 16.08 | 14.97 | 14.61 | 9.66 | 0.5 | 0.27 | North | ID | N | Estimated COD: 11/1/2014; Estmated PMAX: 20 MW.
NextEra TBD (1) | CAISO System | McCoy Station |  | 1.96 | 16.56 | 37.8 | 151.08 | 160.31 | 200.08 | 200.97 | 187.14 | 182.62 | 120.73 | 6.23 | 3.32 | North | FC |  | Estimated installed capacity at COD: 250; expected COD: 12/31/2016
NextEra TBD (3) | Kern | Shafter Solar |  | 0.16 | 1.32 | 3.02 | 12.09 | 12.83 | 16.01 | 16.08 | 14.97 | 14.61 | 9.66 | 0.5 | 0.27 | North | ID |  | Estimated installed capacity at COD: 20; expected COD: 5/16/2015
NextEra TBD (4) | CAISO System | Adelanto Solar | [13 empty] | South | EO |  | Estimated installed capacity at COD: 20; expected COD: 8/31/2015 | bar: Jan to Dec
NextEra TBD (5) | CAISO System | Adelanto II Solar |  | 0.05 | 0.46 | 1.06 | 4.23 | 4.49 | 5.6 | 5.63 | 5.24 | 5.11 | 3.38 | 0.17 | 0.09 | South | FC |  | Estimated installed capacity at COD:7; expected COD: 7/15/2015
OLDRV1_6_SOLAR | Kern | Old River One |  | 0.16 | 1.32 | 3.02 | 12.09 | 12.83 | 16.01 | 16.08 | 14.97 | 14.61 | 9.66 | 0.5 | 0.27 | North | ID | N | Estimated installed capacity at COD: 20, expected COD: 11/1/2014
OLIVEP_1_SOLAR2 | CAISO System | SPS, White River West (SPS) - RAM 2 |  | 0.15 | 1.3 | 2.98 | 11.93 | 12.66 | 15.8 | 15.87 | 14.78 | 14.42 | 9.53 | 0.49 | 0.26 | North | ID | N
PG&E TBD(1) | Fresno | North Star Solar 1 |  | 0 | 0 | 0 | 0 | 0 | 0 | 0 | 0 | 43.82 | 28.97 | 1.49 | 0.79 | North | ID
PG&E TBD(2) | Kern | Shafter Solar - RAM 3 |  | 0 | 0 | 0 | 0 | 0 | 0 | 0 | 14.95 | 14.59 | 9.64 | 0.49 | 0.26 | North | ID
PG&E TBD(3) | CAISO System | Rising Tree Wind Farm II LLC - RAM 4 |  | 0 | 0 | 4.23 | 4.73 | 6.14 | 5.4 | 3.37 | 3.03 | 1.82 | 1.42 | 0.87 | 0.89 | South | ID
PG&E TBD(4) | Kern | Woodmere Solar Farm - RAM 4 |  | 0 | 0 | 0 | 10.99 | 11.67 | 14.56 | 14.62 | 13.62 | 13.29 | 8.78 | 0.45 | 0.24 | North | ID to 91%
PG&E Unknown | CAISO System | SPI Biomass Portfolio |  | 0 | 0 | 0 | 0 | 0 | 0 | 0 | 14.41 | 13.53 | 11.92 | 9.75 | 11.87 | North | ID | N
RSMSLR_6_SOLAR2 | Big Creek/Ventura | RE Rosamond Two | [13 empty] | South | EO | N | Estimated COD: 12/20/2013; Installed Capacity at COD: 20 MW; | bar: Jan to Dec
SLSTR1_2_SOLAR1 | CAISO System | Solar Star 1 |  | 0.87 | 8.26 | 19.27 | 62.29 | 76.02 | 89.77 | 87.78 | 84.3 | 76.71 | 48.47 | 6.7 | 2.81 | South | ID | N | NQC values based on COM portion. Will remain on this tab until achieve COD.
SLSTR2_2_SOLAR2 | CAISO System | Solar Star 2 |  | 0.61 | 5.75 | 13.4 | 43.33 | 52.88 | 62.45 | 61.06 | 58.64 | 53.37 | 33.72 | 4.66 | 1.95 | South | ID | N | NQC values based on COM portion. Will remain on this tab until achieve COD.
TBD-Mohave-Solar-Project | CAISO System | Mojave Solar Project |  | 0 | 0 | 0 | 0 | 0 | 0 | 0 | 0 | 185.29 | 117.07 | 16.19 | 6.78 | South | ID to 80% | N | NQC values based on nameplate capacity which is expected to become commercially operational through 2014.
TOPAZ_2_SOLAR | CAISO System | Topaz Solar |  | 3.5 | 33.12 | 77.25 | 249.77 | 304.8 | 359.95 | 351.96 | 337.99 | 307.59 | 194.35 | 26.88 | 11.25 | North | ID | N | NQC values based on COM portion. Will remain on this tab until achieve COD.
TOPAZ_2_SOLAR-Incremental | CAISO System | Topaz Solar Farm |  | 0.62 | 5.9 | 13.77 | 58.98 | 90.34 | 126.63 | 139.93 | 145.78 | 153.42 | 110.05 | 15.22 | 7.13 | North | ID | N | NQC values based on incremental nameplate capacity above the capacity currently commercial (reflected on the NQC List tab) which is expected to become commercially operational through 2014.
TRNSWD_1_QF | LA Basin | FPL Energy Cabazon Wind |  | 1.74 | 4.09 | 10.73 | 6.95 | 10.87 | 15.67 | 3.95 | 3.32 | 2.17 | 2.46 | 1.76 | 1.26 | South | FC |  | Installed capacity at COD: 39.75;
VICTOR_1_EXSLRA | CAISO System | Expressway Solar A | [13 empty] | South | EO | N | Estimated COD: 5/5/2014; Estimated PMAX: 2 MW. | bar: Jan to Dec
VICTOR_1_EXSLRB | CAISO System | Expressway Solar B | [13 empty] | South | EO | N | Estimated COD: 5/5/2014; Estimated PMAX: 2 MW. | bar: Jan to Dec

## 2015 CAM Resources
CAM authority | Authorized IOU | Scheduling Resource ID | Resource name | CAM System RA NQC Allocated (MW) (for YA compliance based on August 2015 NQC) | Local RA Area | CAM Allocation Effective Date (mm/dd/yyyy) | Capacity Effective End Date (mm/dd/yyyy) | Flexible Capacity available on resource (12 monthly EFC values) | Flexible Category
CHP/QF | PG&E | KERNFT_1_UNITS | KERN FRONT LIMITED | 47 | Kern | 2012-04-01 | 2020-11-30
CHP/QF | PG&E | SIERRA_1_UNITS | HIGH SIERRA LIMITED | 52.43 | Kern | 2012-04-01 | 2020-11-30
CHP/QF | PG&E | DOUBLC_1_UNITS | DOUBLE "C" LIMITED | 52.23 | Kern | 2012-04-01 | 2020-11-30
CHP/QF | PG&E | SARGNT_2_UNIT | SARGENT CANYON COGEN. COMPANY | 31.77 | CAISO System | 2012-04-01 | 2016-12-31
CHP/QF | PG&E | SALIRV_2_UNIT | SALINAS RIVER COGEN CO. | 31.27 | CAISO System | 2012-04-01 | 2016-12-31
CHP/QF | PG&E | COLGA1_6_SHELLW | COALINGA COGENERATION COMPANY | 35.02 | Fresno | 2012-04-01 | 2016-12-31
CHP/QF | PG&E | MIDSET_1_UNIT 1 | MIDSET COGEN. CO. | 33.72 | CAISO System | 2012-04-01 | 2016-12-31
CHP/QF | PG&E | BDGRCK_1_UNITS | BADGER CREEK LIMITED | 36.29 | Kern | 2012-07-01 | 2015-06-30
CHP/QF | PG&E | CHALK_1_UNIT | CHALK CLIFF LIMITED | 36.53 | CAISO System | 2012-07-01 | 2015-06-30
CHP/QF | PG&E | MKTRCK_1_UNIT 1 | MCKITTRICK LIMITED | 35.96 | CAISO System | 2012-07-01 | 2015-06-30
CHP/QF | PG&E | LIVOAK_1_UNIT 1 | LIVE OAK LIMITED | 41.14 | Kern | 2012-07-01 | 2015-06-30
CHP/QF | PG&E | UNVRSY_1_UNIT 1 | Berry Cogen 38 - Unit 1 | 34.87 | CAISO System | 2012-08-01 | 2015-06-30
CHP/QF | PG&E | CONTAN_1_UNIT | Graphic Packaging Cogen | 20.7 | Bay Area | 2012-08-01 | 2015-06-30
CHP/QF | PG&E | TEMBLR_7_WELLPT | NUEVO ENERGY COMPANY (WELPORT) | 0.28 | CAISO System | 2012-08-01 | 2015-03-31
CHP/QF | PG&E | DEXZEL_1_UNIT | Western Power and Steam Cogeneration | 27.04 | Kern | 2012-09-02 | 2015-07-01
CHP/QF | PG&E | TANHIL_6_SOLART | BERRY PETROLEUM COGEN 18 AGGREGATE | 10.18 | CAISO System | 2012-10-01 | 2019-09-30
CHP/QF | PG&E | FRITO_1_LAY | FRITO-LAY | 0.08 | CAISO System | 2012-10-01 | 2019-09-30
CHP/QF | PG&E | KERNRG_1_UNITS | AERA ENERGY (SOUTH BELRIDGE) | 1 | CAISO System | 2012-10-01 | 2019-09-30
CHP/QF | PG&E | CALPIN_1_AGNEW | Agnews Power Plant | 28 | Bay Area | 2012-11-01 | 2021-04-18
CHP/QF | PG&E | TIDWTR_2_UNITS | MARTINEZ COGEN LIMITED PARTNERSHIP | 22.75 | Bay Area | 2013-08-01 | 2015-06-30
New Gen | PG&E | COCOPP_2_CTG1 | Marsh Landing 1 | 191.35 | Bay Area | 2013-07-01 | 2023-04-30 | Yes | 1
New Gen | PG&E | COCOPP_2_CTG2 | Marsh Landing 2 | 189.3 | Bay Area | 2013-07-01 | 2023-04-30 | yes | 1
New Gen | PG&E | COCOPP_2_CTG3 | Marsh Landing 3 | 191.45 | Bay Area | 2013-07-01 | 2023-04-30 | yes | 1
New Gen | PG&E | COCOPP_2_CTG4 | Marsh Landing 4 | 191.44 | Bay Area | 2013-07-01 | 2023-04-30 | yes | 1
CHP/QF | PG&E | OROVIL_6_UNIT | Oroville Cogeneration, LP | 7.5 | Sierra | 2014-01-01 | 2020-10-14
CHP/QF | PG&E | OMAR_2_UNIT 1 | KERN RIVER COGENERATION CO. UNIT 1 | 77.1 | Big Creek-Ventura | 2014-01-01 | 2020-12-31
CHP/QF | PG&E | OMAR_2_UNIT 2 | KERN RIVER COGENERATION CO. UNIT 2 | 77.25 | Big Creek-Ventura | 2014-01-01 | 2020-12-31
CHP/QF | PG&E | OMAR_2_UNIT 3 | KERN RIVER COGENERATION CO. UNIT 3 | 77.25 | Big Creek-Ventura | 2014-01-01 | 2020-12-31
CHP/QF | PG&E | OMAR_2_UNIT 4 | KERN RIVER COGENERATION CO. UNIT 4 | 77.25 | Big Creek-Ventura | 2014-01-01 | 2020-09-30
CHP/QF | PG&E | LMEC_1_PL1X3 | Los Medanos Energy Center AGGREGATE | 135 | Bay Area | 2014-01-01 | 2017-12-31
CHP/QF | PG&E | STOILS_1_UNITS | CHEVRON RICHMOND REFINERY | 1.72 | Bay Area | 2014-10-01 | 2026-07-31
New Gen | SCE | BARRE_6_PEAKER | Barre Peaker | 47 | LA Basin | 2007-08-01 | 2017-07-31 | Yes | 2
New Gen | SCE | CENTER_6_PEAKER | Center Peaker | 47 | LA Basin | 2007-08-01 | 2017-08-01 | Yes | 2
New Gen | SCE | ETIWND_6_GRPLND | Grapeland Peaker | 46 | LA Basin | 2007-08-01 | 2017-08-02 | Yes | 2
New Gen | SCE | MIRLOM_6_PEAKER | Mira Loma Peaker | 46 | LA Basin | 2007-08-01 | 2017-08-03 | Yes | 2
New Gen | SCE | MNDALY_6_MCGRTH | McGrath Beach Peaker | 47.2 | Big Creek-Ventura | 2014-11-01 | 2024-10-31 | Yes | 1
New Gen | SCE | BUCKBL_2_PL1X3 | Blythe Energy Center | 490 | CAISO System | 2010-08-01 | 2020-07-31 | Yes | 1
New Gen | SCE | HINSON_6_LBECH1 | HINSON_6_LBECH1 | 65 | LA Basin | 2007-06-01 | 2017-05-31
New Gen | SCE | HINSON_6_LBECH2 | HINSON_6_LBECH2 | 65 | LA Basin | 2007-06-01 | 2017-05-31
New Gen | SCE | HINSON_6_LBECH3 | HINSON_6_LBECH3 | 65 | LA Basin | 2007-06-01 | 2017-05-31
New Gen | SCE | HINSON_6_LBECH4 | HINSON_6_LBECH4 | 65 | LA Basin | 2007-06-01 | 2017-05-31
New Gen | SCE | VESTAL_2_WELLHD | Wellhead Power Delano | 49 | Big Creek-Ventura | 2013-02-01 | 2022-05-31 | Yes | 1
New Gen | SCE | WALCRK_2_CTG1 | Walnut Creek Energy Park Unit 1 | 96 | LA Basin | 2013-06-01 | 2023-05-31 | Yes | 1
New Gen | SCE | WALCRK_2_CTG2 | Walnut Creek Energy Park Unit 2 | 96 | LA Basin | 2013-08-01 | 2023-05-31 | Yes | 1
New Gen | SCE | WALCRK_2_CTG3 | Walnut Creek Energy Park Unit 3 | 96 | LA Basin | 2013-08-01 | 2023-05-31 | Yes | 1
New Gen | SCE | WALCRK_2_CTG4 | Walnut Creek Energy Park Unit 4 | 96 | LA Basin | 2013-08-01 | 2023-05-31 | Yes | 1
New Gen | SCE | WALCRK_2_CTG5 | Walnut Creek Energy Park Unit 5 | 96.65 | LA Basin | 2013-08-01 | 2023-05-31 | Yes | 1
New Gen | SCE | ELSEGN_2_UN1011 | El Segundo Energy Center 5/6 | 263 | LA Basin | 2013-08-01 | 2023-07-31 | Yes | 1
New Gen | SCE | ELSEGN_2_UN2021 | El Segundo Energy Center 7/8 | 263.68 | LA Basin | 2013-08-01 | 2023-07-31 | Yes | 1
New Gen | SCE | SENTNL_2_CTG1 | Sentinel Unit 1 | 91 | LA Basin | 2013-08-01 | 2023-07-31 | Yes | 1
New Gen | SCE | SENTNL_2_CTG2 | Sentinel Unit 2 | 91 | LA Basin | 2013-08-01 | 2023-07-31 | Yes | 1
New Gen | SCE | SENTNL_2_CTG3 | Sentinel Unit 3 | 91 | LA Basin | 2013-08-01 | 2023-07-31 | Yes | 1
New Gen | SCE | SENTNL_2_CTG4 | Sentinel Unit 4 | 91 | LA Basin | 2013-08-01 | 2023-07-31 | Yes | 1
New Gen | SCE | SENTNL_2_CTG5 | Sentinel Unit 5 | 91 | LA Basin | 2013-08-01 | 2023-07-31 | Yes | 1
New Gen | SCE | SENTNL_2_CTG6 | Sentinel Unit 6 | 91 | LA Basin | 2013-08-01 | 2023-07-31 | Yes | 1
New Gen | SCE | SENTNL_2_CTG7 | Sentinel Unit 7 | 91 | LA Basin | 2013-08-01 | 2023-07-31 | Yes | 1
New Gen | SCE | SENTNL_2_CTG8 | Sentinel Unit 8 | 91 | LA Basin | 2013-08-01 | 2023-07-31 | Yes | 1
CHP/QF | SCE | ARCOGN_2_UNITS | WATSON COGENERATION COMPANY | 0 | LA Basin | 2013-10-01 | 2015-06-30
CHP/QF | SCE | TENGEN_2_PL1X2 | Berry Cogen 42 | 36 | Big Creek-Ventura | 2014-07-01 | 2021-06-30
CHP/QF | SCE | HOLGAT_1_BORAX | U.S. Borax, Unit 1 | 0 | CAISO System | 2012-06-01 | 2015-06-30
CHP/QF | SCE | SEARLS_7_ARGUS | NORTH AMERICAN ARGUS | 0 | CAISO System | 2013-07-13 | 2015-06-30
CHP/QF | SCE | LMEC_1_PL1X3 | Los Medanos Energy Center AGGREGATE | 135 | Bay Area | 2014-01-01 | 2020-12-31
CHP/QF | SCE | GILROY_1_UNIT | GILROY COGEN AGGREGATE | 52.5 | Bay Area | 2014-01-01 | 2018-12-31
CHP/QF | SCE | SYCAMR_2_UNIT 1 | Sycamore Cogeneration Unit 1 | 56.53 | Big Creek-Ventura | 2014-01-01 | 2020-12-31
CHP/QF | SCE | SYCAMR_2_UNIT 2 | Sycamore Cogeneration Unit 2 | 56.54 | Big Creek-Ventura | 2014-01-01 | 2020-12-31
CHP/QF | SCE | SYCAMR_2_UNIT 3 | Sycamore Cogeneration Unit 3 | 56.53 | Big Creek-Ventura | 2014-01-01 | 2020-12-31
CHP/QF | SCE | SYCAMR_2_UNIT 4 | Sycamore Cogeneration Unit 4 | 56.53 | Big Creek-Ventura | 2014-01-01 | 2020-12-31
CHP/QF | SCE | CHEVMN_2_UNITS | CHEVRON U.S.A. UNITS 1 & 2 AGGREGATE | 6.2 | LA Basin | 2014-07-10 | 2050-12-31
CHP/QF | SCE | SNCLRA_2_HOWLNG | Houweling Nurseries Oxnard, Inc. | 12.71 | N/A Taken off Load in SCE TAC | 2013-11-01 | 2023-10-31
New Gen | SDGE | ESCNDO_6_PL1X2 | MMC Escondido Aggregate | 48.71 | San Diego-IV | 2014-05-01 | 2039-12-31 | Yes | 2

## 2015 Technology Factors
2014 Technology Factors
Non-Dispatchable Solar, Wind, Biomass, Cogeneration, Geothermal, and
Hydro Technology Factors for Compliance Year 2015
Solar
| Month | 2011 | 2012 | 2013 | CY 2015 Solar Factor
| 1 | 0.8988% | 1.247% | 0.2097% | 0.7852%
| 2 | 8.734% | 10.49% | 0.6433% | 6.623%
| 3 | 17.66% | 22.6% | 5.102% | 15.12%
| 4 | 58.21% | 71.49% | 51.61% | 60.43%
| 5 | 59.91% | 83.78% | 48.69% | 64.13%
| 6 | 87.53% | 86.57% | 66% | 80.03%
| 7 | 87.31% | 87.81% | 66.04% | 80.39%
| 8 | 85.67% | 78.53% | 60.37% | 74.86%
| 9 | 73.96% | 80.34% | 64.85% | 73.05%
| 10 | 55.96% | 43.22% | 45.71% | 48.29%
| 11 | 7.23% | 0.09322% | 0.1509% | 2.491%
| 12 | 3.571% | 0.2994% | 0.1158% | 1.329%
Wind
| Month | 2011 | 2012 | 2013 | CY 2015 Wind Factor
| 1 | 3.777% | 6.763% | 2.763% | 4.434%
| 2 | 9.603% | 10.48% | 4.662% | 8.249%
| 3 | 26.03% | 18.03% | 20.03% | 21.36%
| 4 | 34.13% | 11.08% | 26.48% | 23.9%
| 5 | 34.85% | 27.12% | 31.16% | 31.04%
| 6 | 33.51% | 23.29% | 25.14% | 27.31%
| 7 | 16.81% | 13.57% | 20.74% | 17.04%
| 8 | 16.41% | 11.61% | 17.93% | 15.31%
| 9 | 5.09% | 6.98% | 15.54% | 9.203%
| 10 | 3.97% | 9.528% | 8.15% | 7.216%
| 11 | 8.666% | 2.057% | 2.558% | 4.427%
| 12 | 5.126% | 5.762% | 2.626% | 4.505%
Biomass
| Month | 2011 | 2012 | 2013 | CY 2015 Biomass Factor
| 1 | 67.64% | 74.82% | 69.38% | 70.61%
| 2 | 71.14% | 75.07% | 71.29% | 72.5%
| 3 | 68.88% | 72.74% | 70.76% | 70.79%
| 4 | 63.37% | 56.62% | 66.39% | 62.13%
| 5 | 61.14% | 64.13% | 71.43% | 65.57%
| 6 | 76.32% | 68.07% | 76.27% | 73.55%
| 7 | 79.5% | 72.69% | 76.76% | 76.32%
| 8 | 76.74% | 72.55% | 76.62% | 75.31%
| 9 | 77.17% | 73.03% | 73.82% | 74.67%
| 10 | 73.88% | 67.75% | 73.78% | 71.8%
| 11 | 75.45% | 64.62% | 72.5% | 70.86%
| 12 | 79.56% | 69.07% | 74.11% | 74.25%
Cogeneration
| Month | 2011 | 2012 | 2013 | CY 2015 Cogeneration Factor
| 1 | 0.66577 | 0.5892 | 0.66063 | 63.85%
| 2 | 0.64449 | 0.59494 | 0.66026 | 63.32%
| 3 | 0.5904 | 0.5573 | 0.64545 | 59.77%
| 4 | 0.58793 | 0.5258 | 0.64268 | 58.55%
| 5 | 0.62861 | 0.54519 | 0.66134 | 61.17%
| 6 | 0.66299 | 0.65308 | 0.70142 | 67.25%
| 7 | 0.66855 | 0.6494 | 0.7183 | 67.88%
| 8 | 0.6913 | 0.65411 | 0.7146 | 68.67%
| 9 | 0.66023 | 0.64089 | 0.66045 | 65.39%
| 10 | 0.56147 | 0.55491 | 0.58916 | 56.85%
| 11 | 0.58651 | 0.54097 | 0.58156 | 56.97%
| 12 | 0.5855 | 0.56442 | 0.58987 | 57.99%
Geothermal
| Month | 2011 | 2012 | 2013 | CY 2015 Geothermal Factor
| 1 | 84.46% | 82.22% | 88.09% | 84.92%
| 2 | 84.8% | 82.88% | 88.33% | 85.34%
| 3 | 82.45% | 80.39% | 84.42% | 82.42%
| 4 | 78.54% | 80.72% | 82.05% | 80.44%
| 5 | 82.22% | 79.91% | 83.83% | 81.99%
| 6 | 77.89% | 78.22% | 79.66% | 78.59%
| 7 | 79.66% | 79.18% | 77.37% | 78.74%
| 8 | 79.82% | 78.68% | 76.6% | 78.37%
| 9 | 79.62% | 79.38% | 77.34% | 78.78%
| 10 | 80.38% | 78.99% | 77.77% | 79.05%
| 11 | 81.68% | 82.51% | 79.04% | 81.08%
| 12 | 82.47% | 82.38% | 84.61% | 83.15%
Hydro
| Month | 2011 | 2012 | 2013 | CY 2015 Hydro Factor
| 1 | 54.32% | 29.46% | 39.09% | 40.96%
| 2 | 46.51% | 26.99% | 35.06% | 36.19%
| 3 | 56.44% | 30.86% | 45.44% | 44.25%
| 4 | 66.52% | 36.3% | 50.61% | 51.14%
| 5 | 72.76% | 54.85% | 50.14% | 59.25%
| 6 | 74.38% | 55.44% | 44.24% | 58.02%
| 7 | 78.39% | 56.47% | 43.68% | 59.51%
| 8 | 69.6% | 52.91% | 35.37% | 52.63%
| 9 | 60.1% | 46.17% | 31.97% | 46.08%
| 10 | 36.12% | 31.91% | 29.15% | 32.4%
| 11 | 37.52% | 33.4% | 23.13% | 31.35%
| 12 | 36.08% | 34.05% | 24.68% | 31.6%
Please refer any questions regarding these tables to the following contact.
Donald Brooks, CPUC, 415-703-2626, donald.brooks@cpuc.ca.gov

## Pending Re-Power Requests
These resources have pending requests to maintain deliverability at their POI in order to facilitate re-power and must enter the generation interconnection process within two generation interconnection windows after the resource shut-down.
RESOURCE_ID | LOCAL AREA | GENERATOR NAME | JAN | FEB | MAR | APR | MAY | JUN | JUL | AUG | SEP | OCT | NOV | DEC | DISPATCHABILITY | PATH 26 | DELIVERABILITY | Comments
MORBAY_7_UNIT 3 | CAISO System | MORRO BAY UNIT 3 | 325 | 325 | 325 | 325 | 325 | 325 | 325 | 325 | 325 | 325 | 325 | 325 | Y | North | FC
MORBAY_7_UNIT 4 | CAISO System | MORRO BAY UNIT 4 | 325 | 325 | 325 | 325 | 325 | 325 | 325 | 325 | 325 | 325 | 325 | 325 | Y | North | FC