## 2016_CAM
SCE | [6 empty] | 4 | 5 | 6 | 7 | 8 | 9 | 10 | 11 | 12 | 13 | 14 | 15 | 2 | 3 | 4 | 5 | 6 | 7 | 8 | 9 | 10 | 11 | 12 | 13
[7 empty] | January | February | March | April | May | June | July | August | September | October | November | December | January | February | March | April | May | June | July | August | September | October | November | December
Contract Name | Scheduling Resource ID | Local RA Area | Local RA | Flexible RA category | CAM Allocation Effective Date (mm/dd/yyyy) | Capacity End Date (mm/dd/yyyy) | System RA Allocated (MW) | System RA Allocated (MW) | System RA Allocated (MW) | System RA Allocated (MW) | System RA Allocated (MW) | System RA Allocated (MW) | System RA Allocated (MW) | System RA Allocated (MW) | System RA Allocated (MW) | System RA Allocated (MW) | System RA Allocated (MW) | System RA Allocated (MW) | System EFC Allocated (MW) | System EFC Allocated (MW) | System EFC Allocated (MW) | System EFC Allocated (MW) | System EFC Allocated (MW) | System EFC Allocated (MW) | System EFC Allocated (MW) | System EFC Allocated (MW) | System EFC Allocated (MW) | System EFC Allocated (MW) | System EFC Allocated (MW) | System EFC Allocated (MW)
SCE | BARRE_6_PEAKER | LA Basin | 47 | 2 | 2007-08-01 | UOG | 47 | 47 | 47 | 47 | 47 | 47 | 47 | 47 | 47 | 47 | 47 | 47 | 47 | 47 | 47 | 47 | 47 | 47 | 47 | 47 | 47 | 47 | 47 | 47
SCE | CENTER_6_PEAKER | LA Basin | 47 | 2 | 2007-08-01 | UOG | 47 | 47 | 47 | 47 | 47 | 47 | 47 | 47 | 47 | 47 | 47 | 47 | 47 | 47 | 47 | 47 | 47 | 47 | 47 | 47 | 47 | 47 | 47 | 47
SCE | ETIWND_6_GRPLND | LA Basin | 46 | 2 | 2007-08-01 | UOG | 46 | 46 | 46 | 46 | 46 | 46 | 46 | 46 | 46 | 46 | 46 | 46 | 46 | 46 | 46 | 46 | 46 | 46 | 46 | 46 | 46 | 46 | 46 | 46
SCE | MIRLOM_6_PEAKER | LA Basin | 46 | 2 | 2007-08-01 | UOG | 46 | 46 | 46 | 46 | 46 | 46 | 46 | 46 | 46 | 46 | 46 | 46 | 46 | 46 | 46 | 46 | 46 | 46 | 46 | 46 | 46 | 46 | 46 | 46
SCE | MNDALY_6_MCGRTH | Big Creek-Ventura | 47.2 | 1 | 2014-11-01 | UOG | 47.2 | 47.2 | 47.2 | 47.2 | 47.2 | 47.2 | 47.2 | 47.2 | 47.2 | 47.2 | 47.2 | 47.2 | 47.2 | 47.2 | 47.2 | 47.2 | 47.2 | 47.2 | 47.2 | 47.2 | 47.2 | 47.2 | 47.2 | 47.2
Blythe | BUCKBL_2_PL1X3 | CAISO System | 490 | 1 | 2010-08-01 | 2020-07-31 | 490 | 490 | 490 | 490 | 490 | 490 | 490 | 490 | 490 | 490 | 490 | 490 | 318 | 318 | 318 | 318 | 318 | 318 | 318 | 318 | 318 | 318 | 318 | 318
Long Beach Generation | HINSON_6_LBECH1 | LA Basin | 65 |  | 2007-06-01 | 2017-05-31 | 65 | 65 | 65 | 65 | 65 | 65 | 65 | 65 | 65 | 65 | 65 | 65 | 0 | 0 | 0 | 0 | 0 | 0 | 0 | 0 | 0 | 0 | 0 | 0
Long Beach Generation | HINSON_6_LBECH2 | LA Basin | 65 |  | 2007-06-01 | 2017-05-31 | 65 | 65 | 65 | 65 | 65 | 65 | 65 | 65 | 65 | 65 | 65 | 65 | 0 | 0 | 0 | 0 | 0 | 0 | 0 | 0 | 0 | 0 | 0 | 0
Long Beach Generation | HINSON_6_LBECH3 | LA Basin | 65 |  | 2007-06-01 | 2017-05-31 | 65 | 65 | 65 | 65 | 65 | 65 | 65 | 65 | 65 | 65 | 65 | 65 | 0 | 0 | 0 | 0 | 0 | 0 | 0 | 0 | 0 | 0 | 0 | 0
Long Beach Generation | HINSON_6_LBECH4 | LA Basin | 65 |  | 2007-06-01 | 2017-05-31 | 65 | 65 | 65 | 65 | 65 | 65 | 65 | 65 | 65 | 65 | 65 | 65 | 0 | 0 | 0 | 0 | 0 | 0 | 0 | 0 | 0 | 0 | 0 | 0
Wellhead Delano | VESTAL_2_WELLHD | Big Creek-Ventura | 49 | 1 | 2013-02-01 | 2022-05-31 | 49 | 49 | 49 | 49 | 49 | 49 | 49 | 49 | 49 | 49 | 49 | 49 | 49 | 49 | 49 | 49 | 49 | 49 | 49 | 49 | 49 | 49 | 49 | 49
Walnut Creek Energy LLC | WALCRK_2_CTG1 | LA Basin | 96 | 1 | 2013-06-01 | 2023-05-31 | 96 | 96 | 96 | 96 | 96 | 96 | 96 | 96 | 96 | 96 | 96 | 96 | 96 | 96 | 96 | 96 | 96 | 96 | 96 | 96 | 96 | 96 | 96 | 96
Walnut Creek Energy LLC | WALCRK_2_CTG2 | LA Basin | 96 | 1 | 2013-08-01 | 2023-05-31 | 96 | 96 | 96 | 96 | 96 | 96 | 96 | 96 | 96 | 96 | 96 | 96 | 96 | 96 | 96 | 96 | 96 | 96 | 96 | 96 | 96 | 96 | 96 | 96
Walnut Creek Energy LLC | WALCRK_2_CTG3 | LA Basin | 96 | 1 | 2013-08-01 | 2023-05-31 | 96 | 96 | 96 | 96 | 96 | 96 | 96 | 96 | 96 | 96 | 96 | 96 | 96 | 96 | 96 | 96 | 96 | 96 | 96 | 96 | 96 | 96 | 96 | 96
Walnut Creek Energy LLC | WALCRK_2_CTG4 | LA Basin | 96 | 1 | 2013-08-01 | 2023-05-31 | 96 | 96 | 96 | 96 | 96 | 96 | 96 | 96 | 96 | 96 | 96 | 96 | 96 | 96 | 96 | 96 | 96 | 96 | 96 | 96 | 96 | 96 | 96 | 96
Walnut Creek Energy LLC | WALCRK_2_CTG5 | LA Basin | 96.65 | 1 | 2013-08-01 | 2023-05-31 | 96.65 | 96.65 | 96.65 | 96.65 | 96.65 | 96.65 | 96.65 | 96.65 | 96.65 | 96.65 | 96.65 | 96.65 | 96.65 | 96.65 | 96.65 | 96.65 | 96.65 | 96.65 | 96.65 | 96.65 | 96.65 | 96.65 | 96.65 | 96.65
El Segundo | ELSEGN_2_UN1011 | LA Basin | 263 | 1 | 2013-08-01 | 2023-07-31 | 263 | 263 | 263 | 263 | 263 | 263 | 263 | 263 | 263 | 263 | 263 | 263 | 263 | 263 | 263 | 263 | 263 | 263 | 263 | 263 | 263 | 263 | 263 | 263
El Segundo | ELSEGN_2_UN2021 | LA Basin | 263.68 | 1 | 2013-08-01 | 2023-07-31 | 263.68 | 263.68 | 263.68 | 263.68 | 263.68 | 263.68 | 263.68 | 263.68 | 263.68 | 263.68 | 263.68 | 263.68 | 263.68 | 263.68 | 263.68 | 263.68 | 263.68 | 263.68 | 263.68 | 263.68 | 263.68 | 263.68 | 263.68 | 263.68
CPV Sentinel | SENTNL_2_CTG1 | LA Basin | 91 | 1 | 2013-08-01 | 2023-07-31 | 91 | 91 | 91 | 91 | 91 | 91 | 91 | 91 | 91 | 91 | 91 | 91 | 91 | 91 | 91 | 91 | 91 | 91 | 91 | 91 | 91 | 91 | 91 | 91
CPV Sentinel | SENTNL_2_CTG2 | LA Basin | 91 | 1 | 2013-08-01 | 2023-07-31 | 91 | 91 | 91 | 91 | 91 | 91 | 91 | 91 | 91 | 91 | 91 | 91 | 91 | 91 | 91 | 91 | 91 | 91 | 91 | 91 | 91 | 91 | 91 | 91
CPV Sentinel | SENTNL_2_CTG3 | LA Basin | 91 | 1 | 2013-08-01 | 2023-07-31 | 91 | 91 | 91 | 91 | 91 | 91 | 91 | 91 | 91 | 91 | 91 | 91 | 91 | 91 | 91 | 91 | 91 | 91 | 91 | 91 | 91 | 91 | 91 | 91
CPV Sentinel | SENTNL_2_CTG4 | LA Basin | 91 | 1 | 2013-08-01 | 2023-07-31 | 91 | 91 | 91 | 91 | 91 | 91 | 91 | 91 | 91 | 91 | 91 | 91 | 91 | 91 | 91 | 91 | 91 | 91 | 91 | 91 | 91 | 91 | 91 | 91
CPV Sentinel | SENTNL_2_CTG5 | LA Basin | 91 | 1 | 2013-08-01 | 2023-07-31 | 91 | 91 | 91 | 91 | 91 | 91 | 91 | 91 | 91 | 91 | 91 | 91 | 91 | 91 | 91 | 91 | 91 | 91 | 91 | 91 | 91 | 91 | 91 | 91
CPV Sentinel | SENTNL_2_CTG6 | LA Basin | 91 | 1 | 2013-08-01 | 2023-07-31 | 91 | 91 | 91 | 91 | 91 | 91 | 91 | 91 | 91 | 91 | 91 | 91 | 91 | 91 | 91 | 91 | 91 | 91 | 91 | 91 | 91 | 91 | 91 | 91
CPV Sentinel | SENTNL_2_CTG7 | LA Basin | 91 | 1 | 2013-08-01 | 2023-07-31 | 91 | 91 | 91 | 91 | 91 | 91 | 91 | 91 | 91 | 91 | 91 | 91 | 91 | 91 | 91 | 91 | 91 | 91 | 91 | 91 | 91 | 91 | 91 | 91
CPV Sentinel | SENTNL_2_CTG8 | LA Basin | 91 | 1 | 2013-08-01 | 2023-07-31 | 91 | 91 | 91 | 91 | 91 | 91 | 91 | 91 | 91 | 91 | 91 | 91 | 91 | 91 | 91 | 91 | 91 | 91 | 91 | 91 | 91 | 91 | 91 | 91
Los Medanos | LMEC_1_PL1X3 | Bay Area | 135 |  | 2014-01-01 | 2020-12-31 | 140.25 | 140.25 | 140.25 | 140.25 | 137.25 | 136.5 | 135.25 | 135 | 137 | 139.5 | 140.25 | 140.25 | 0 | 0 | 0 | 0 | 0 | 0 | 0 | 0 | 0 | 0 | 0 | 0
Gilroy | GILROY_1_UNIT | Bay Area | 52.5 |  | 2014-01-01 | 2018-12-31 | 60 | 60 | 59.5 | 60 | 57.5 | 55 | 52.5 | 52.5 | 55 | 60 | 59.5 | 60 | 0 | 0 | 0 | 0 | 0 | 0 | 0 | 0 | 0 | 0 | 0 | 0
Berry Petroleum Newhall | TENGEN_2_PL1X2 | Big Creek-Ventura | 36.24 |  | 2014-07-01 | 2021-06-30 | 36.91 | 36.2 | 37.27 | 27.17 | 28.68 | 36.86 | 37.17 | 36.24 | 35.8 | 32.55 | 34.89 | 36.88 | 0 | 0 | 0 | 0 | 0 | 0 | 0 | 0 | 0 | 0 | 0 | 0
Berry Petroleum Company, LLC | UNVRSY_1_UNIT 1 | CAISO System | 34.52 |  | 2015-07-01 | 2022-06-30 | 36.13 | 36.75 | 27.76 | 36.25 | 34.4 | 34.71 | 34.48 | 34.52 | 35.16 | 36.06 | 31.7 | 36.32 | 0 | 0 | 0 | 0 | 0 | 0 | 0 | 0 | 0 | 0 | 0 | 0
U.S. Borax And Chemical Corp. | HOLGAT_1_BORAX | CAISO System | 17.01 |  | 2015-07-01 | 2022-06-30 | 22 | 20.58 | 21.49 | 8.5 | 19.51 | 19.29 | 17.3 | 17.01 | 17.78 | 19.55 | 20.82 | 21.76 | 0 | 0 | 0 | 0 | 0 | 0 | 0 | 0 | 0 | 0 | 0 | 0
Watson Cogeneration Company | ARCOGN_2_UNITS | LA Basin | 268.47 |  | 2015-07-01 | 2022-06-30 | 251.25 | 283.79 | 256.73 | 255.16 | 256.56 | 274.23 | 271.29 | 268.47 | 266.66 | 218.2 | 278.23 | 280.68 | 0 | 0 | 0 | 0 | 0 | 0 | 0 | 0 | 0 | 0 | 0 | 0
Elk Hills Power, LLC | ELKHIL_2_PL1X3 | CAISO System | 200 | 1 | 2016-01-01 | 2020-12-31 | 200 | 200 | 200 | 200 | 200 | 200 | 200 | 200 | 200 | 200 | 200 | 200 | 38.85 | 38.8506 | 38.8506 | 38.8506 | 38.8506 | 38.8506 | 38.8506 | 38.8506 | 38.8506 | 38.8506 | 38.8506 | 38.8506
New-Indy Ontario, LLC | ETIWND_2_QF | LA Basin | 14.74 |  | 2016-04-22 | 2021-04-23 |  |  |  |  | 9.93 | 15.34 | 14.95 | 14.74 | 14.1 | 8.85 | 10.13 | 9.82 |  |  |  |  | 0 | 0 | 0 | 0 | 0 | 0 | 0 | 0
New-Indy Oxnard, LLC | SNCLRA_6_WILLMT | Big Creek-Ventura | 13.61 |  | 2016-04-01 | 2023-03-30 |  |  |  | 12.89 | 12.7 | 13.71 | 13.75 | 13.61 | 13.5 | 12.27 | 12.25 | 12.32 |  |  |  | 0 | 0 | 0 | 0 | 0 | 0 | 0 | 0 | 0
Sycamore Cogeneration Company | SYCAMR_2_UNIT 1 | Big Creek-Ventura | 75.52 |  | 2014-01-01 | 2020-12-31 | 80.84 | 79.62 | 77.55 | 78.29 | 75.79 | 73.97 | 74.37 | 75.52 | 76.39 | 69.32 | 78.55 | 80.62 | 0 | 0 | 0 | 0 | 0 | 0 | 0 | 0 | 0 | 0 | 0 | 0
Sycamore Cogeneration Company | SYCAMR_2_UNIT 2 | Big Creek-Ventura | 74 | 1 | 2014-01-01 | 2020-12-31 | 74 | 74 | 74 | 74 | 74 | 74 | 74 | 74 | 74 | 74 | 74 | 74 | 74 | 74 | 74 | 74 | 74 | 74 | 74 | 74 | 74 | 74 | 74 | 74
Sycamore Cogeneration Company | SYCAMR_2_UNIT 3 | Big Creek-Ventura | 75.25 |  | 2014-01-01 | 2020-12-31 | 81.24 | 80.56 | 79.14 | 71.29 | 67.29 | 74.33 | 76.35 | 75.25 | 77.22 | 78.89 | 80.36 | 80.83 | 0 | 0 | 0 | 0 | 0 | 0 | 0 | 0 | 0 | 0 | 0 | 0
Sycamore Cogeneration Company | SYCAMR_2_UNIT 4 | Big Creek-Ventura | 74 | 1 | 2014-01-01 | 2020-12-31 | 74 | 74 | 74 | 74 | 74 | 74 | 74 | 74 | 74 | 74 | 74 | 74 | 74 | 74 | 74 | 74 | 74 | 74 | 74 | 74 | 74 | 74 | 74 | 74
Chevron USA (Train D) | CHEVMN_2_UNITS | LA Basin | 9.95 |  | 2014-07-10 | 2026-09-01 | 9.84 | 11.05 | 4.95 | 4.74 | 12.32 | 15.06 | 15.68 | 9.95 | 9.17 | 8.47 | 6.73 | 11.76 | 0 | 0 | 0 | 0 | 0 | 0 | 0 | 0 | 0 | 0 | 0 | 0
Houweling Nurseries Oxnard, Inc. | SNCLRA_2_HOWLNG | N/A | N/A |  | 2013-11-01 | 2023-10-31 | 12.71 | 12.71 | 12.71 | 12.71 | 12.71 | 12.71 | 12.71 | 12.71 | 12.71 | 12.71 | 12.71 | 12.71 | 0 | 0 | 0 | 0 | 0 | 0 | 0 | 0 | 0 | 0 | 0 | 0
|  |  | 3848.34 |  |  |  | 3833.99 | 3864.33 | 3820.17 | 3810.07 | 3827.46 | 3864.53 | 3858.62 | 3848.34 | 3853.31 | 3799.19 | 3868.94 | 3886.77 | 2522.38 | 2522.3806 | 2522.3806 | 2522.3806 | 2522.3806 | 2522.3806 | 2522.3806 | 2522.3806 | 2522.3806 | 2522.3806 | 2522.3806 | 2522.3806
LA Basin | 2474.49
Big Creek-Ventura | 444.82
CAISO System | 741.53
Bay Area | 187.5
| 3848.34 | 0
PG&E | [6 empty] | January | February | March | April | May | June | July | August | September | October | November | December | January | February | March | April | May | June | July | August | September | October | November | December
LSE Capacity Contract Identifier | Scheduling Resource ID | Local RA Area | Local RA | Flexible RA category | CAM Allocation Effective Date (mm/dd/yyyy) | Capacity End Date (mm/dd/yyyy) | System RA Allocated (MW) | System RA Allocated (MW) | System RA Allocated (MW) | System RA Allocated (MW) | System RA Allocated (MW) | System RA Allocated (MW) | System RA Allocated (MW) | System RA Allocated (MW) | System RA Allocated (MW) | System RA Allocated (MW) | System RA Allocated (MW) | System RA Allocated (MW) | System EFC Allocated (MW) | System EFC Allocated (MW) | System EFC Allocated (MW) | System EFC Allocated (MW) | System EFC Allocated (MW) | System EFC Allocated (MW) | System EFC Allocated (MW) | System EFC Allocated (MW) | System EFC Allocated (MW) | System EFC Allocated (MW) | System EFC Allocated (MW) | System EFC Allocated (MW)
33B208 | CALPIN_1_AGNEW | Bay Area | 28 | 1 | 2012-11-01 | 2021-04-18 | 28 | 28 | 28 | 28 | 28 | 28 | 28 | 28 | 28 | 28 | 28 | 28 | 8 | 8 | 8 | 8 | 8 | 8 | 8 | 8 | 8 | 8 | 8 | 8
25C124QTR | COLGA1_6_SHELLW | Fresno | 35.02 |  | 2012-04-01 | 2016-12-31 | 25.5 | 20.74 | 30.85 | 35.37 | 31.71 | 34.99 | 35.06 | 34.58 | 35.26 | 33.82 | 29.05 | 25.33 | 0 | 0 | 0 | 0 | 0 | 0 | 0 | 0 | 0 | 0 | 0 | 0
33B105QSA | DOUBLC_1_UNITS | Kern | 52.23 |  | 2012-04-01 | 2020-11-30 | 52.23 | 52.23 | 52.23 | 52.23 | 52.23 | 52.23 | 52.23 | 52.23 | 52.23 | 52.23 | 52.23 | 52.23 | 0 | 0 | 0 | 0 | 0 | 0 | 0 | 0 | 0 | 0 | 0 | 0
25C063QPA | FRITO_1_LAY | CAISO System | 0.00 |  | 2012-10-01 | 2019-09-30 | 0.1 | 0.09 | 0.05 | 0.06 | 0.08 | 0.08 | 0.06 | 0.08 | 0.06 | 0.08 | 0.08 | 0.12 | 0 | 0 | 0 | 0 | 0 | 0 | 0 | 0 | 0 | 0 | 0 | 0
33B106QSA | KERNFT_1_UNITS | Kern | 47 |  | 2012-04-01 | 2020-11-30 | 47 | 47 | 47 | 47 | 47 | 47 | 47 | 47 | 47 | 47 | 47 | 47 | 0 | 0 | 0 | 0 | 0 | 0 | 0 | 0 | 0 | 0 | 0 | 0
25C049QAA | KERNRG_1_UNITS | CAISO System | 0.00 |  | 2012-10-01 | 2019-09-30 | 0.02 | 0.01 | 0.01 | 0.01 | 0.71 | 0.32 | 0.01 | 0.16 | 0.17 | 0.11 | 0.02 | 0.01 | 0 | 0 | 0 | 0 | 0 | 0 | 0 | 0 | 0 | 0 | 0 | 0
25C123QTR | MIDSET_1_UNIT 1 | CAISO System | 0.00 |  | 2012-04-01 | 2016-12-31 | 27.43 | 33.92 | 34.09 | 33.8 | 29.16 | 33.92 | 32.74 | 33.48 | 32.2 | 30.59 | 29.07 | 33.89 | 0 | 0 | 0 | 0 | 0 | 0 | 0 | 0 | 0 | 0 | 0 | 0
33B116 | OROVIL_6_UNIT | Sierra | 7.5 | 1 | 2014-01-01 | 2020-10-14 | 7.5 | 7.5 | 7.5 | 7.5 | 7.5 | 7.5 | 7.5 | 7.5 | 7.5 | 7.5 | 7.5 | 7.5 | 7.5 | 7.5 | 7.5 | 7.5 | 7.5 | 7.5 | 7.5 | 7.5 | 7.5 | 7.5 | 7.5 | 7.5
18C053QTR | SALIRV_2_UNIT | CAISO System | 0.00 |  | 2012-04-01 | 2016-12-31 | 33.63 | 31.05 | 30.61 | 31.28 | 24.22 | 31.17 | 30.66 | 31.2 | 31.41 | 31.42 | 33.18 | 29.25 | 0 | 0 | 0 | 0 | 0 | 0 | 0 | 0 | 0 | 0 | 0 | 0
18C052QTR | SARGNT_2_UNIT | CAISO System | 0.00 |  | 2012-04-01 | 2016-12-31 | 33.86 | 34.35 | 31.4 | 29 | 19.72 | 32.67 | 29.33 | 32.18 | 30.94 | 28.63 | 29.75 | 32.67 | 0 | 0 | 0 | 0 | 0 | 0 | 0 | 0 | 0 | 0 | 0 | 0
33B107QSA | SIERRA_1_UNITS | Kern | 52.43 |  | 2012-04-01 | 2020-11-30 | 52.43 | 52.43 | 52.43 | 52.43 | 52.43 | 52.43 | 52.43 | 52.43 | 52.43 | 52.43 | 52.43 | 52.43 | 0 | 0 | 0 | 0 | 0 | 0 | 0 | 0 | 0 | 0 | 0 | 0
01C202QAA | STOILS_1_UNITS | Bay Area | 1.72 |  | 2014-10-01 | 2026-07-31 | 6.21 | 6.31 | 5.7 | 2.65 | 0.01 | 0 | 0.01 | 1.72 | 1.82 | 3.83 | 3.3 | 5.32 | 0 | 0 | 0 | 0 | 0 | 0 | 0 | 0 | 0 | 0 | 0 | 0
25C151QPA | TANHIL_6_SOLART | CAISO System | 0.00 |  | 2012-10-01 | 2019-09-30 | 10.66 | 8.31 | 9.41 | 9.8 | 9.62 | 8.89 | 7.37 | 6.26 | 5 | 9.6 | 8.24 | 10.21 | 0 | 0 | 0 | 0 | 0 | 0 | 0 | 0 | 0 | 0 | 0 | 0
33B221 | TIDWTR_2_UNITS | Bay Area | 22.75 |  | 2015-07-01 | 2022-04-30 | 30.94 | 37.31 | 13.33 | 16.71 | 22.58 | 11.22 | 14.42 | 21.01 | 18.23 | 32.35 | 33.79 | 20.13 | 0 | 0 | 0 | 0 | 0 | 0 | 0 | 0 | 0 | 0 | 0 | 0
33B029J03 | LMEC_1_PL1X3 | Bay Area | 135 | 1 | 2014-01-01 | 2017-12-31 | 140.25 | 140.25 | 140.25 | 140.25 | 137.25 | 136.5 | 135.25 | 135 | 137 | 139.5 | 140.25 | 140.25 | 92.77 | 92.77 | 92.77 | 92.77 | 90.34 | 89.85 | 89.03 | 88.86 | 90.18 | 92.27 | 92.77 | 92.77
33B093 | COCOPP_2_CTG1 | Bay Area | 191.35 | 1 | 2013-07-01 | 2023-04-30 | 204.2 | 204.2 | 202.26 | 199.2 | 196.25 | 193.39 | 191.35 | 191.35 | 193.39 | 196.25 | 202.26 | 203.28 | 204.2 | 204.2 | 202.26 | 199.2 | 196.25 | 193.39 | 191.35 | 191.35 | 193.39 | 196.25 | 202.26 | 203.28
33B093 | COCOPP_2_CTG2 | Bay Area | 189.3 | 1 | 2013-07-01 | 2023-04-30 | 202.7 | 202.7 | 200.09 | 197.07 | 194.14 | 191.32 | 189.3 | 189.3 | 191.32 | 194.14 | 200.09 | 201.1 | 202.7 | 202.7 | 200.09 | 197.07 | 194.14 | 191.32 | 189.3 | 189.3 | 191.32 | 194.14 | 200.09 | 201.1
33B093 | COCOPP_2_CTG3 | Bay Area | 191.45 | 1 | 2013-07-01 | 2023-04-30 | 204.31 | 204.31 | 202.37 | 199.31 | 196.35 | 193.49 | 191.45 | 191.45 | 193.49 | 196.35 | 202.37 | 203.39 | 204.31 | 204.31 | 202.37 | 199.31 | 196.35 | 193.49 | 191.45 | 191.45 | 193.49 | 196.35 | 202.37 | 203.39
33B093 | COCOPP_2_CTG4 | Bay Area | 191.44 | 1 | 2013-07-01 | 2023-04-30 | 204.29 | 204.29 | 202.35 | 199.29 | 196.33 | 193.48 | 191.44 | 191.44 | 193.48 | 196.33 | 202.35 | 203.37 | 204.29 | 204.29 | 202.35 | 199.29 | 196.33 | 193.48 | 191.44 | 191.44 | 193.48 | 196.33 | 202.35 | 203.37
33B118 | OMAR_2_UNIT 1 | Big Creek-Ventura | 77.1 | 1 | 2014-01-01 | 2020-12-31 | 77.1 | 77.1 | 77.1 | 77.1 | 77.1 | 77.1 | 77.1 | 77.1 | 77.1 | 77.1 | 77.1 | 77.1 | 77.1 | 77.1 | 77.1 | 77.1 | 77.1 | 77.1 | 77.1 | 77.1 | 77.1 | 77.1 | 77.1 | 77.1
33B118 | OMAR_2_UNIT 2 | Big Creek-Ventura | 77.25 | 1 | 2014-01-01 | 2020-12-31 | 77.25 | 77.25 | 77.25 | 77.25 | 77.25 | 77.25 | 77.25 | 77.25 | 77.25 | 77.25 | 77.25 | 77.25 | 77.25 | 77.25 | 77.25 | 77.25 | 77.25 | 77.25 | 77.25 | 77.25 | 77.25 | 77.25 | 77.25 | 77.25
33B118 | OMAR_2_UNIT 3 | Big Creek-Ventura | 77.25 | 1 | 2014-01-01 | 2020-12-31 | 77.25 | 77.25 | 77.25 | 77.25 | 77.25 | 77.25 | 77.25 | 77.25 | 77.25 | 77.25 | 77.25 | 77.25 | 77.25 | 77.25 | 77.25 | 77.25 | 77.25 | 77.25 | 77.25 | 77.25 | 77.25 | 77.25 | 77.25 | 77.25
33B118 | OMAR_2_UNIT 4 | Big Creek-Ventura | 77.25 |  | 2014-01-01 | 2020-09-30 | 77.25 | 77.25 | 77.25 | 77.25 | 77.25 | 77.25 | 77.25 | 77.25 | 77.25 | 77.25 | 77.25 | 77.25 | 0 | 0 | 0 | 0 | 0 | 0 | 0 | 0 | 0 | 0 | 0 | 0
33B124 | CHALK_1_UNIT | CAISO System | 0.00 |  | 2015-05-01 | 2022-04-30 | 38.02 | 34.38 | 36.96 | 30.75 | 24.76 | 31.6 | 30.57 | 31.37 | 29.63 | 33.04 | 24.97 | 31.75 | 0 | 0 | 0 | 0 | 0 | 0 | 0 | 0 | 0 | 0 | 0 | 0
33B112 | BEARMT_1_UNIT | Kern | 44.58 |  | 2015-05-01 | 2022-04-30 | 16.13 | 14.82 | 23.09 | 29.86 | 38.61 | 45.73 | 44.77 | 44.58 | 44.87 | 43.63 | 35.06 | 8.3 | 0 | 0 | 0 | 0 | 0 | 0 | 0 | 0 | 0 | 0 | 0 | 0
33B121 | BDGRCK_1_UNITS | Kern | 36.29 |  | 2015-05-01 | 2022-04-30 | 46.89 | 40.96 | 42.1 | 41.38 | 33.83 | 30.72 | 31.15 | 36.29 | 37.12 | 40.04 | 45.59 | 38.5 | 0 | 0 | 0 | 0 | 0 | 0 | 0 | 0 | 0 | 0 | 0 | 0
33B122 | LIVOAK_1_UNIT 1 | Kern | 41.14 |  | 2015-05-01 | 2022-04-30 | 46.35 | 45.97 | 43.08 | 45.15 | 41.77 | 42.19 | 41.52 | 41.14 | 40.9 | 29.44 | 44.21 | 41.96 | 0 | 0 | 0 | 0 | 0 | 0 | 0 | 0 | 0 | 0 | 0 | 0
33B123 | MKTRCK_1_UNIT 1 | CAISO System | 0.00 |  | 2015-05-01 | 2022-04-30 | 35.47 | 35.41 | 36.57 | 31.51 | 34.74 | 35.26 | 35.43 | 35.96 | 34.3 | 36.6 | 31.47 | 25.44 | 0 | 0 | 0 | 0 | 0 | 0 | 0 | 0 | 0 | 0 | 0 | 0
33B125 | SMPRIP_1_SMPSON | CAISO System | 0.00 | 1 | 2015-04-01 | 2018-05-31 | 45.6 | 45.6 | 45.6 | 45.6 | 45.6 | 45.6 | 45.6 | 45.6 | 45.6 | 45.6 | 45.6 | 45.6 | 45.6 | 45.6 | 45.6 | 45.6 | 45.6 | 45.6 | 45.6 | 45.6 | 45.6 | 45.6 | 45.6 | 45.6
33B126 | SUNSET_2_UNITS | CAISO System | 0.00 | 1 | 2015-07-01 | 2020-09-30 | 150.93 | 150.91 | 146.11 | 143.46 | 141.61 | 224 | 218 | 218 | 221 | 233 | 236 | 248 | 245 | 242 | 239 | 236 | 230 | 224 | 218 | 218 | 221 | 233 | 236 | 248
|  |  | 1576.05 |  |  |  | 1999.5 | 1991.9 | 1972.29 | 1957.52 | 1915.06 | 2012.55 | 1991.5 | 2008.16 | 2013.2 | 2050.36 | 2072.71 | 2043.88 | 1445.97 | 1442.97 | 1431.54 | 1416.34 | 1396.11 | 1378.23 | 1363.27 | 1363.1 | 1375.56 | 1401.04 | 1428.54 | 1444.61
| Bay Area | 949.27
| Fresno | 34.58
| Kern | 273.67
| Sierra | 7.5
| Big Creek-Ventura | 308.85
| CAISO System | 434.29
2008.16
| Other PG&E | 315.75
SDG&E | [6 empty] | January | February | March | April | May | June | July | August | September | October | November | December | January | February | March | April | May | June | July | August | September | October | November | December
LSE Capacity Contract Identifier | Scheduling Resource ID | Local RA Area | Local RA | Flexible RA category | CAM Allocation Effective Date (mm/dd/yyyy) | Capacity End Date (mm/dd/yyyy) | System RA Allocated (MW) | System RA Allocated (MW) | System RA Allocated (MW) | System RA Allocated (MW) | System RA Allocated (MW) | System RA Allocated (MW) | System RA Allocated (MW) | System RA Allocated (MW) | System RA Allocated (MW) | System RA Allocated (MW) | System RA Allocated (MW) | System RA Allocated (MW) | System EFC Allocated (MW) | System EFC Allocated (MW) | System EFC Allocated (MW) | System EFC Allocated (MW) | System EFC Allocated (MW) | System EFC Allocated (MW) | System EFC Allocated (MW) | System EFC Allocated (MW) | System EFC Allocated (MW) | System EFC Allocated (MW) | System EFC Allocated (MW) | System EFC Allocated (MW)
SDGECAM_ESCNDO | ESCNDO_6_PL1X2 | San Diego-IV | 48.71 | 2 | 2014-05-01 | 2039-12-31 | 48.71 | 48.71 | 48.71 | 48.71 | 48.71 | 48.71 | 48.71 | 48.71 | 48.71 | 48.71 | 48.71 | 48.71 | 48.71 | 48.71 | 48.71 | 48.71 | 48.71 | 48.71 | 48.71 | 48.71 | 48.71 | 48.71 | 48.71 | 48.71
Note on H39: Chow, Lily: Sycamr_2_Unit 1 NQC value recalculated by CPUC.
Note on H41: Chow, Lily: SYCAMR_2_UNIT 3 NQC value not on draft 2016 NQC list, calculated by CPUC.

## Draft 2016 NQC List
The following NQC information is "draft" only and subject to change. If any corrections are required by the SC for resource, please provide the corrections by emailing reliabilityrequirements@caiso.com mailbox.
RESOURCE_ID | LOCAL AREA | GENERATOR NAME | JAN | FEB | MAR | APR | MAY | JUN | JUL | AUG | SEP | OCT | NOV | DEC | DISPATCHABILITY | PATH 26 | Deliverability | Comment
7STDRD_1_SOLAR1 | Kern | Shafter Solar | 0 | 0.2 | 1.2 | 14.4 | 14.8 | 15.2 | 13.8 | 13.8 | 14 | 11.2 | 0 | 0 | N | North | ID | C3&4: Waiting for TRTP and possibly other
ACACIA_6_SOLAR | Big Creek-Ventura | Antelope West Solar | [12 empty] | N | South | EO | bar: JAN to DEC
ADLIN_1_UNITS | NCNB | GEYSERS AIDLIN AGGREGATE | 16 | 16 | 16 | 16 | 16 | 16 | 16 | 16 | 16 | 16 | 16 | 16 | Y | North | FC
ADMEST_6_SOLAR | Fresno | Adams East | [12 empty] | N | North | EO | bar: JAN to DEC
ADOBEE_1_SOLAR | Kern | Adobe Solar | 0.05 | 0.25 | 1.25 | 14.34 | 14.79 | 16.95 | 15.53 | 15.76 | 15.1 | 12.02 | 0.03 | 0.02 | N | North | ID | C3&4: Waiting for TRTP and possibly other
AGRICO_6_PL3N5 | Fresno | Fresno Peaker | 20 | 20 | 20 | 20 | 20 | 20 | 20 | 20 | 20 | 20 | 20 | 20 | Y | North | FC
AGRICO_7_UNIT | Fresno | Fresno Cogen | 50.5 | 50.5 | 50.5 | 50.5 | 50.5 | 50.5 | 50.5 | 50.5 | 50.5 | 50.5 | 50.5 | 50.5 | Y | North | FC
AGUCAL_5_SOLAR1 | CAISO System | Agua Caliente Solar | [12 empty] | N | South | EO | bar: JAN to DEC
ALAMIT_7_UNIT 1 | LA Basin | ALAMITOS GEN STA. UNIT 1 | 174.56 | 174.56 | 174.56 | 174.56 | 174.56 | 174.56 | 174.56 | 174.56 | 174.56 | 174.56 | 174.56 | 174.56 | Y | South | FC
ALAMIT_7_UNIT 2 | LA Basin | ALAMITOS GEN STA. UNIT 2 | 175 | 175 | 175 | 175 | 175 | 175 | 175 | 175 | 175 | 175 | 175 | 175 | Y | South | FC
ALAMIT_7_UNIT 3 | LA Basin | ALAMITOS GEN STA. UNIT 3 | 332.18 | 332.18 | 332.18 | 332.18 | 332.18 | 332.18 | 332.18 | 332.18 | 332.18 | 332.18 | 332.18 | 332.18 | Y | South | FC
ALAMIT_7_UNIT 4 | LA Basin | ALAMITOS GEN STA. UNIT 4 | 335.67 | 335.67 | 335.67 | 335.67 | 335.67 | 335.67 | 335.67 | 335.67 | 335.67 | 335.67 | 335.67 | 335.67 | Y | South | FC
ALAMIT_7_UNIT 5 | LA Basin | ALAMITOS GEN STA. UNIT 5 | 497.97 | 497.97 | 497.97 | 497.97 | 497.97 | 497.97 | 497.97 | 497.97 | 497.97 | 497.97 | 497.97 | 497.97 | Y | South | FC
ALAMIT_7_UNIT 6 | LA Basin | ALAMITOS GEN STA. UNIT 6 | 495 | 495 | 495 | 495 | 495 | 495 | 495 | 495 | 495 | 495 | 495 | 495 | Y | South | FC
ALAMO_6_UNIT | Big Creek-Ventura | ALAMO POWER PLANT | 11.05 | 6.77 | 8.58 | 15.07 | 15.07 | 15.07 | 15.07 | 15.07 | 12.53 | 11.18 | 12.05 | 8.78 | Y | South | FC
ALLGNY_6_HYDRO1 | Sierra | Salmon Creek Hydroelectric Project | 0.17 | 0.15 | 0.17 | 0.17 | 0.24 | 0.26 | 0.29 | 0.26 | 0.21 | 0.14 | 0.15 | 0.16 | N | North | FC
ALMEGT_1_UNIT 1 | Bay Area | ALAMEDA GT UNIT 1 | 23.8 | 23.8 | 23.8 | 23.8 | 23.8 | 23.8 | 23.8 | 23.8 | 23.8 | 23.8 | 23.8 | 23.8 | Y | North | FC
ALMEGT_1_UNIT 2 | Bay Area | ALAMEDA GT UNIT 2 | 24.4 | 24.4 | 24.4 | 24.4 | 24.4 | 24.4 | 24.4 | 24.4 | 24.4 | 24.4 | 24.4 | 24.4 | Y | North | FC
ALPSLR_1_NTHSLR | CAISO System | Alpaugh North, LLC | 0.05 | 0.32 | 1.7 | 18.35 | 18.82 | 18.69 | 17.56 | 18.18 | 17.95 | 12.77 | 0.03 | 0.02 | N | North | ID | C3&4: Waiting for TRTP and possibly other
ALPSLR_1_SPSSLR | CAISO System | Alpaugh 50 LLC | 0.13 | 0.83 | 4.27 | 45.49 | 48.62 | 47.32 | 43.15 | 45.22 | 43.26 | 27.59 | 0.07 | 0.05 | N | North | FC
ALT6DN_2_WIND7 | CAISO System | Alta 2012 Alta Wind 7 | 5.05 | 21.82 | 34.81 | 37.14 | 56.33 | 42.82 | 23.58 | 21.71 | 16.8 | 9.84 | 4.6 | 5.85 | N | South | FC
ALT6DS_2_WIND9 | CAISO System | CPC East Alta Wind IX | 3.76 | 16.45 | 25.65 | 27.75 | 42.85 | 34.21 | 18.53 | 16.2 | 12.08 | 7.83 | 3.4 | 4.47 | N | South | FC
ALTA3A_2_CPCE4 | CAISO System | CPC East - Alta Wind 4 | 1.89 | 9.91 | 11.47 | 12.59 | 17.49 | 17.18 | 8.96 | 8.68 | 5.58 | 4.78 | 1.55 | 3.64 | N | South | FC
ALTA3A_2_CPCE5 | CAISO System | CPC East - Alta Wind 5 | 3.05 | 17.01 | 20.32 | 21.31 | 32.86 | 29.35 | 14.47 | 13.95 | 9.09 | 8.2 | 2.58 | 5.76 | N | South | FC
ALTA3A_2_CPCE8 | CAISO System | CPC East - Alta Wind 8 | 4.08 | 17.08 | 25.3 | 28.34 | 42.62 | 35.15 | 20.33 | 17.88 | 13.36 | 8.7 | 3.73 | 4.99 | N | South | FC
ALTA4A_2_CPCW1 | CAISO System | CPC West - Alta Wind 1 | 7.09 | 24.91 | 32.88 | 45.88 | 60.21 | 41.02 | 21.33 | 24.01 | 18.72 | 13.5 | 4.1 | 10.19 | N | South | FC
ALTA4B_2_CPCW2 | CAISO System | CPC West - Alta Wind II | 4.68 | 18.5 | 25.36 | 26.6 | 40.89 | 29.24 | 15.59 | 15.54 | 11.75 | 9.25 | 3.01 | 6.17 | N | South | FC
ALTA4B_2_CPCW3 | CAISO System | CPC West - Alta 3 | 5.46 | 22.74 | 28.9 | 27.23 | 41.76 | 31.82 | 16.18 | 14.95 | 11.13 | 9.77 | 3.43 | 7.06 | N | South | FC
ALTA4B_2_CPCW6 | CAISO System | CPC West - Alta Wind 6 | 3.2 | 8.72 | 24.64 | 33.14 | 37.06 | 31.78 | 15.14 | 14.52 | 10.55 | 8.73 | 3 | 6.73 | N | South | FC
ALTA6B_2_WIND11 | CAISO System | Alta Wind 11 | 3.42 | 10.78 | 17.88 | 20.88 | 34.27 | 32.3 | 20.61 | 17.33 | 13.51 | 8.1 | 4.43 | 6.67 | N | South | FC
ALTA6E_2_WIND10 | CAISO System | Alta Wind 10 | 5.24 | 16.53 | 28.39 | 25.72 | 44.08 | 38.47 | 22.86 | 20.68 | 13.18 | 8.85 | 5.04 | 6.91 | N | South | FC
ALTMID_2_UNIT 1 | CAISO System | ALTAMONT MIDWAY LTD. | 0 | 0.04 | 0.25 | 0.18 | 0.45 | 0.29 | 0.26 | 0.49 | 0.27 | 0.12 | 0 | 0 | N | North | FC
ANAHM_2_CANYN1 | LA Basin | CANYON POWER PLANT UNIT 1 | 49.4 | 49.4 | 49.4 | 49.4 | 49.4 | 49.4 | 49.4 | 49.4 | 49.4 | 49.4 | 49.4 | 49.4 | Y | South | FC
ANAHM_2_CANYN2 | LA Basin | CANYON POWER PLANT UNIT 2 | 48 | 48 | 48 | 48 | 48 | 48 | 48 | 48 | 48 | 48 | 48 | 48 | Y | South | FC
ANAHM_2_CANYN3 | LA Basin | CANYON POWER PLANT UNIT 3 | 48 | 48 | 48 | 48 | 48 | 48 | 48 | 48 | 48 | 48 | 48 | 48 | Y | South | FC
ANAHM_2_CANYN4 | LA Basin | CANYON POWER PLANT UNIT 4 | 49.4 | 49.4 | 49.4 | 49.4 | 49.4 | 49.4 | 49.4 | 49.4 | 49.4 | 49.4 | 49.4 | 49.4 | Y | South | FC
ANAHM_7_CT | LA Basin | ANAHEIM COMBUSTION TURBINE | 42.81 | 42.81 | 42.81 | 42.81 | 42.81 | 40.64 | 40.64 | 40.64 | 40.64 | 40.64 | 42.81 | 42.81 | Y | South | FC
ANTLPE_2_QF | CAISO System | ANTELOPE QFS | 17.26 | 50.81 | 64.81 | 73.2 | 104.38 | 61.77 | 30.01 | 33.45 | 27.93 | 24.41 | 10.52 | 23.33 | N | South | FC
APLHIL_1_SLABCK | Sierra | SLAB CREEK HYDRO | [12 empty] | Y | North | EO | bar: JAN to DEC
ARBWD_6_QF | CAISO System | Wind Resource II | 0.88 | 3.08 | 4.06 | 4.09 | 6.75 | 5.23 | 2.97 | 2.8 | 2.34 | 1.8 | 1.42 | 1.19 | N | South | FC
ARCOGN_2_UNITS | LA Basin | WATSON COGENERATION COMPANY | 251.25 | 283.79 | 256.73 | 255.16 | 256.56 | 274.23 | 271.29 | 268.47 | 266.66 | 218.2 | 278.23 | 280.68 | N | South | FC
ARLVAL_5_SOLAR | CAISO System | Arlington Valley Solar Energy II | [12 empty] | N | South | ID to 0% | C7: Waiting for Signed GIA, Series caps at Mohave, El Dorado, Lugo reroute El Dorado-Moencopi & El Dorado-Mohave and possibly other | bar: JAN to DEC
ARVINN_6_ORION1 | CAISO System | Orion 1 Solar | 0.03 | 0.15 | 0.75 | 8.6 | 8.88 | 9.08 | 8.96 | 8.18 | 6.76 | 5.34 | 0.02 | 0.06 | N | North | ID | C3&4: Waiting for TRTP and possibly other
ARVINN_6_ORION2 | CAISO System | Orion 2 Solar | 0.02 | 0.1 | 0.5 | 5.73 | 5.92 | 6.05 | 6.09 | 6.33 | 6.04 | 4.8 | 0.01 | 0.01 | N | North | ID | C3&4: Waiting for TRTP and possibly other
ATWEL2_1_SOLAR1 | CAISO System | CED Atwell Island West, LLC | 0 | 0.2 | 1.2 | 14.4 | 14.8 | 15.2 | 13.8 | 13.8 | 14 | 11.2 | 0 | 0 | N | North | ID | C3&4: Waiting for TRTP and possibly other
ATWELL_1_SOLAR | CAISO System | Atwell Island PV Solar Generating Faci. | 0.05 | 0.26 | 1.13 | 13.85 | 14.76 | 14.53 | 13.46 | 14.04 | 12.9 | 9.25 | 0.02 | 0.02 | N | North | ID | C3&4: Waiting for TRTP and possibly other
AVENAL_6_AVPARK | Fresno | Avenal Park Solar Project | [12 empty] | N | North | EO | bar: JAN to DEC
AVENAL_6_SANDDG | Fresno | Sand Drag Solar Project | [12 empty] | N | North | EO | bar: JAN to DEC
AVENAL_6_SUNCTY | Fresno | Sun City Solar Project | [12 empty] | N | North | EO | bar: JAN to DEC
AVSOLR_2_SOLAR | CAISO System | AV SOLAR RANCH 1 | 0.54 | 3.1 | 13.61 | 147.25 | 156.34 | 166.82 | 167.42 | 181.73 | 177.83 | 140.36 | 0.34 | 0.26 | N | South | FC
BALCHS_7_UNIT 1 | Fresno | BALCH 1 PH UNIT 1 | 13.23 | 20.26 | 17.77 | 18.55 | 21.73 | 21.47 | 23.84 | 21.36 | 17.79 | 7.88 | 10.18 | 9.26 | Y | North | FC
BALCHS_7_UNIT 2 | Fresno | BALCH 2 PH UNIT 2 | 52.5 | 52.5 | 52.5 | 52.5 | 52.5 | 52.5 | 52.5 | 52.5 | 52.5 | 52.5 | 52.5 | 52.5 | Y | North | FC
BALCHS_7_UNIT 3 | Fresno | BALCH 2 PH UNIT 3 | 52.5 | 52.5 | 52.5 | 52.5 | 52.5 | 52.5 | 52.5 | 52.5 | 52.5 | 52.5 | 52.5 | 52.5 | Y | North | FC
BANGOR_6_HYDRO | Sierra | Virginia Ranch Dam Powerplant | 0.41 | 0.36 | 0.44 | 0.51 | 0.59 | 0.58 | 0.61 | 0.54 | 0.47 | 0.33 | 0.32 | 0.32 | Y | North | FC
BANKPP_2_NSPIN | Bay Area | BANKPP_2_NSPIN | 127 | 127 | 127 | 127 | 127 | 127 | 127 | 127 | 127 | 127 | 127 | 127 | N | North | FC
BARRE_2_QF | LA Basin | BARRE QFS | 0 | 0 | 0 | 0 | 0 | 0 | 0 | 0 | 0 | 0 | 0 | 0 | N | South | FC
BARRE_6_PEAKER | LA Basin | Barre Peaker | 47 | 47 | 47 | 47 | 47 | 47 | 47 | 47 | 47 | 47 | 47 | 47 | Y | South | FC
BASICE_2_UNITS | CAISO System | CALPINE AMERICAN I COGEN. | 89.83 | 82.13 | 76.29 | 77.63 | 83 | 88.08 | 89.18 | 84.86 | 78.92 | 89.99 | 60.73 | 90.5 | N | North | FC
BDGRCK_1_UNITS | Kern | BADGER CREEK LIMITED | 46.89 | 40.96 | 42.1 | 41.38 | 33.83 | 30.72 | 31.15 | 36.29 | 37.12 | 40.04 | 45.59 | 38.5 | Y | North | FC
BEARCN_2_UNITS | NCNB | GEYSERS BEAR CANYON AGGREGATE | 13 | 13 | 13 | 13 | 13 | 13 | 13 | 13 | 13 | 13 | 13 | 13 | Y | North | FC
BEARDS_7_UNIT 1 | Stockton | Beardsley Hydro | 0.63 | 0.42 | 0.43 | 5.47 | 5.93 | 7.05 | 8.35 | 8.36 | 6.46 | 2.16 | 2.04 | 3.91 | Y | North | FC
BEARMT_1_UNIT | Kern | BEAR MOUNTAIN LIMITED | 16.13 | 14.82 | 23.09 | 29.86 | 38.61 | 45.73 | 44.77 | 44.58 | 44.87 | 43.63 | 35.06 | 8.3 | Y | North | FC
BELDEN_7_UNIT 1 | Sierra | BELDEN HYDRO | 115 | 115 | 115 | 115 | 115 | 115 | 115 | 115 | 115 | 115 | 115 | 115 | Y | North | FC
BIGCRK_2_EXESWD | Big Creek-Ventura | BIG CREEK HYDRO PROJECT PSP | 773.6 | 773.6 | 773.6 | 773.6 | 800.6 | 800.6 | 800.6 | 800.6 | 773.6 | 773.6 | 773.6 | 773.6 | Y | South | FC
BIOMAS_1_UNIT 1 | Sierra | WOODLAND BIOMASS | 20.34 | 23.58 | 23.74 | 17.89 | 13.3 | 24.36 | 24.06 | 23.92 | 23.84 | 17.05 | 23.48 | 23.54 | N | North | FC
BISHOP_1_ALAMO | CAISO System | BISHOP CREEK PLANT 2 AND 6 | 2.61 | 2.44 | 2.46 | 4.1 | 7.37 | 9.09 | 8.63 | 7.61 | 4.01 | 3.07 | 1.91 | 1.61 | N | South | FC
BISHOP_1_UNITS | CAISO System | BISHOP CREEK PLANT 3 AND 4 | 3.74 | 3.54 | 2.62 | 3.81 | 9.2 | 11 | 10.2 | 9.1 | 5.23 | 4.14 | 3.05 | 3.05 | N | South | FC
BLACK_7_UNIT 1 | CAISO System | JAMES B. BLACK 1 | 85 | 85 | 85 | 85 | 85 | 85 | 85 | 85 | 85 | 85 | 85 | 85 | Y | North | FC
BLACK_7_UNIT 2 | CAISO System | JAMES B. BLACK 2 | 84.1 | 84.1 | 84.1 | 84.1 | 84.1 | 84.1 | 84.1 | 84.1 | 84.1 | 84.1 | 84.1 | 84.1 | Y | North | FC
BLAST_1_WIND | LA Basin | Mountain View IV Wind | 1.19 | 4.91 | 10.34 | 7.01 | 10.77 | 21.21 | 5.26 | 5.01 | 3.92 | 3.01 | 1.63 | 1.36 | N | South | FC
BLCKBT_2_STONEY | CAISO System | BLACK BUTTE HYDRO | 2.04 | 1.6 | 1.3 | 3.5 | 2.7 | 2.57 | 2.02 | 1.83 | 1.5 | 1.5 | 2.1 | 2.51 | Y | North | FC
BLCKWL_6_SOLAR1 | CAISO System | Blackwell Solar | 0 | 0.12 | 0.72 | 8.64 | 8.88 | 9.12 | 8.28 | 8.28 | 8.4 | 6.72 | 0 | 0 | N | North | ID | C3&4: Waiting for TRTP and possibly other
BLHVN_7_MENLOP | Bay Area | GAS RECOVERY SYS. (MENLO PARK) | 0.57 | 0.54 | 0.59 | 0.63 | 0.61 | 0.57 | 0.6 | 0.56 | 0.45 | 0.42 | 0.4 | 0.22 | N | North | FC
BLM_2_UNITS | CAISO System | COSO ENERGY DEVELOPERS (BLM) | 49.42 | 49.55 | 46.33 | 48.78 | 49.46 | 48.07 | 46.89 | 46.78 | 47.02 | 47.78 | 48.48 | 48.05 | N | South | FC
BLULKE_6_BLUELK | Humboldt | Blue Lake Power | 9.06 | 8.99 | 6.41 | 8.34 | 9.31 | 9.75 | 9.35 | 9.04 | 9.3 | 9.38 | 9.19 | 9.8 | Y | North | ID | C3&4: Waiting for TRTP and possibly other
BLYTHE_1_SOLAR1 | CAISO System | Blythe Solar 1 Project | [12 empty] | N | South | EO | bar: JAN to DEC
BNNIEN_7_ALTAPH | Sierra | ALTA POWER HOUSE | 0.23 | 0.24 | 0.32 | 0.31 | 0.24 | 0.41 | 0.64 | 0.72 | 0.35 | 0.53 | 0.52 | 0.39 | Y | North | FC
BOGUE_1_UNITA1 | Sierra | Feather River Energy Center, Unit #1 | 46.3 | 46.3 | 46.3 | 46.3 | 46.3 | 46 | 45 | 45 | 45 | 46.3 | 46.3 | 46.3 | Y | North | FC
BORDEN_2_QF | Fresno | SMALL QF AGGREGATION - MADERA | 0.08 | 0.07 | 0.02 | 0.37 | 0.62 | 1.15 | 1.29 | 0.78 | 0.42 | 0.21 | 0 | 0 | N | North | FC
BORDER_6_UNITA1 | San Diego-IV | CalPeak Power Border Unit 1 | 48 | 48 | 48 | 48 | 48 | 48 | 48 | 48 | 48 | 48 | 48 | 48 | Y | South | FC
BOWMN_6_UNIT | Sierra | BOWMAN | 0.53 | 0.2 | 0.21 | 0.53 | 1.32 | 0.83 | 1.55 | 2.19 | 2.06 | 1.27 | 0.55 | 0.41 | N | North | FC
BRDGVL_7_BAKER | Humboldt | Baker Station Hydro | 0.78 | 0.57 | 1.03 | 0.85 | 0.09 | 0.01 | 0 | 0 | 0 | 0 | 0.41 | 1.18 | N | North | FC
BRDSLD_2_HIWIND | Bay Area | High Winds Energy Center | 2.44 | 5.24 | 11.23 | 10.23 | 31.09 | 32.74 | 43.55 | 36.37 | 13.84 | 5.53 | 1.48 | 3.87 | N | North | FC
BRDSLD_2_MTZUM2 | Bay Area | NextEra Energy Montezuma Wind II | 1.71 | 6.11 | 11.84 | 11.73 | 23.16 | 20.18 | 24.39 | 20.14 | 11.9 | 4.29 | 1.57 | 2.98 | N | North | ID | TC: Waiting for Contra Costa-Moraga 230 kV lines
BRDSLD_2_MTZUMA | Bay Area | FPL Energy Montezuma Wind | 0.78 | 2.33 | 4.39 | 3.54 | 8.79 | 8.02 | 9.85 | 8.03 | 4.37 | 1.67 | 0.5 | 1.64 | N | North | FC
BRDSLD_2_SHILO1 | Bay Area | Shiloh I Wind Project | 3.43 | 10.19 | 22.86 | 17.43 | 43.74 | 43.45 | 50.19 | 45.8 | 21.79 | 6.77 | 1.82 | 5.74 | N | North | FC
BRDSLD_2_SHILO2 | Bay Area | SHILOH WIND PROJECT 2 | 3.26 | 10.94 | 20.45 | 15.52 | 40.17 | 32.22 | 43.95 | 35.83 | 19.02 | 6.87 | 2.13 | 6.77 | N | North | FC
BRDSLD_2_SHLO3A | Bay Area | Shiloh III Wind Project, LLC | 2.43 | 8.58 | 15.07 | 15.58 | 29.92 | 23.05 | 26.04 | 22.98 | 15.53 | 7.69 | 1.64 | 4.89 | N | North | FC
BRDSLD_2_SHLO3B | Bay Area | Shiloh IV Wind Project | 2.26 | 8.32 | 16.55 | 16.13 | 32.24 | 27.81 | 32.77 | 29.14 | 16.27 | 5.86 | 2.19 | 4.03 | N | North | FC
BRDWAY_7_UNIT 3 | LA Basin | BROADWAY UNIT 3 | 65 | 65 | 65 | 65 | 65 | 65 | 65 | 65 | 65 | 65 | 65 | 65 | Y | South | FC
BREGGO_6_DEGRSL | San Diego-IV | Desert Green Solar Farm | 0.02 | 0.08 | 0.39 | 4.52 | 4.66 | 4.77 | 4.35 | 4.36 | 4.44 | 3.5 | 0.01 | 0.01 | N | South | FC
BREGGO_6_SOLAR | San Diego-IV | NRG Borrego Solar One | 0.06 | 0.37 | 2.24 | 22.82 | 23.57 | 23.67 | 21.2 | 20.46 | 20.29 | 16.01 | 0.03 | 0.02 | N | South | FC
BRODIE_2_WIND | CAISO System | Coram Brodie Wind Project | 3.64 | 16.23 | 25.29 | 17.85 | 35.7 | 28.15 | 15.31 | 14.63 | 12.75 | 7.38 | 3.15 | 4.43 | N | South | FC
BUCKBL_2_PL1X3 | CAISO System | Blythe Energy Center | 490 | 490 | 490 | 490 | 490 | 490 | 490 | 490 | 490 | 490 | 490 | 490 | Y | South | FC
BUCKCK_7_OAKFLT | Sierra | Oak Flat | 0.48 | 0.64 | 0.94 | 1.02 | 1.1 | 1.11 | 0.93 | 0.84 | 0.39 | 0.43 | 0.57 | 0.49 | Y | North | FC
BUCKCK_7_PL1X2 | Sierra | BUCKS CREEK AGGREGATE | 58 | 58 | 58 | 58 | 58 | 58 | 58 | 58 | 58 | 58 | 58 | 58 | Y | North | FC
BUCKWD_1_NPALM1 | LA Basin | North Palm Springs 1A | 0 | 0.03 | 0.15 | 1.37 | 1.93 | 1.73 | 1.5 | 1.36 | 1.23 | 1.19 | 0 | 0 | N | South | FC
BUCKWD_1_QF | LA Basin | Buckwind Re-powering project | 0.33 | 2.1 | 4.81 | 2.24 | 6.4 | 10.19 | 2.25 | 1.94 | 1.99 | 1.82 | 0.67 | 1.08 | N | South | FC
BUCKWD_7_WINTCV | LA Basin | Wintec Energy, Ltd. | 0.03 | 0.14 | 0.29 | 0.14 | 0.44 | 0.69 | 0.14 | 0.1 | 0.1 | 0.12 | 0.04 | 0.07 | N | South | FC
BURNYF_2_UNIT 1 | CAISO System | Burney Forest Power | 27 | 26.95 | 25.95 | 10.81 | 27.33 | 27.31 | 28.22 | 29.18 | 27.1 | 28.38 | 22.97 | 24.9 | N | North | FC
BUTTVL_7_UNIT 1 | CAISO System | BUTT VALLEY HYDRO | 40 | 40 | 40 | 40 | 40 | 40 | 40 | 40 | 40 | 40 | 40 | 40 | Y | North | FC
CABZON_1_WINDA1 | LA Basin | Cabazon Wind Project | 1.82 | 4.36 | 11.17 | 8.22 | 18.16 | 23.34 | 11.33 | 5.98 | 4.72 | 5.66 | 1.71 | 3.07 | N | South | FC
CALGEN_1_UNITS | CAISO System | COSO Finance Partners (Navy 1) | 58.37 | 59.02 | 55.46 | 55.87 | 55.04 | 56.57 | 55.63 | 54.64 | 54.97 | 54.79 | 57.38 | 57.62 | N | South | FC
CALPIN_1_AGNEW | Bay Area | Agnews Power Plant | 28 | 28 | 28 | 28 | 28 | 28 | 28 | 28 | 28 | 28 | 28 | 28 | Y | North | FC
CAMCHE_1_PL1X3 | Stockton | CAMANCHE UNITS 1, 2 & 3 AGGREGATE | 2.02 | 1.79 | 1.28 | 1.72 | 2.24 | 1.27 | 1.31 | 1.24 | 1.06 | 1.16 | 0.7 | 1.55 | N | North | FC
CAMLOT_2_SOLAR1 | CAISO System | Camelot | 0.11 | 0.57 | 2.8 | 32.25 | 33.29 | 34.05 | 31.1 | 31.16 | 31.7 | 25.01 | 0.06 | 0.05 | N | South | FC
CAMLOT_2_SOLAR2 | CAISO System | Columbia Two | 0.04 | 0.19 | 0.93 | 10.75 | 11.1 | 11.35 | 10.37 | 10.39 | 10.57 | 8.34 | 0.02 | 0.02 | N | South | FC
CAMPFW_7_FARWST | Sierra | CAMP FAR WEST HYDRO | 4.86 | 4.31 | 4.35 | 5.73 | 4.31 | 2.87 | 2.97 | 2.9 | 0.57 | 0 | 0 | 2.28 | Y | North | FC
CANTUA_1_SOLAR | Fresno | Cantua Solar Station | 0.06 | 0.26 | 1.28 | 14.82 | 15.13 | 14.89 | 13.66 | 14.3 | 12.98 | 11.02 | 0.04 | 0.03 | N | North | ID | C3&4: Waiting for TRTP and possibly other
CAPMAD_1_UNIT 1 | Fresno | CAPCO MADERA Power Plant | 11.71 | 14.29 | 13.28 | 3.77 | 1.53 | 6.25 | 4.64 | 4.29 | 5.79 | 5.57 | 7.1 | 6.55 | Y | North | FC
CARBOU_7_PL2X3 | CAISO System | CARIBOU PH 1 UNIT 2 & 3 AGGREGATE | 48 | 48 | 48 | 48 | 48 | 48 | 48 | 48 | 48 | 48 | 48 | 48 | Y | North | FC
CARBOU_7_PL4X5 | CAISO System | CARIBOU PH 2 UNIT 4 & 5 AGGREGATE | 120 | 120 | 120 | 120 | 120 | 120 | 120 | 120 | 120 | 120 | 120 | 120 | Y | North | FC
CARBOU_7_UNIT 1 | CAISO System | CARIBOU PH 1 UNIT 1 | 24 | 24 | 24 | 24 | 24 | 24 | 24 | 24 | 24 | 24 | 24 | 24 | Y | North | FC
CARDCG_1_UNITS | Bay Area | CARDINAL COGEN | 10.81 | 11.61 | 9.85 | 7.49 | 17.81 | 18.36 | 16.66 | 16.11 | 15.9 | 18.89 | 12.31 | 11.1 | N | North | FC
CATLNA_2_SOLAR | CAISO System | Catalina Solar - Phases 1 and 2 | 0.28 | 1.4 | 6.33 | 56.68 | 60.31 | 77.46 | 71.55 | 84.69 | 81.46 | 67.48 | 0.17 | 0.14 | N | South | FC
CATLNA_2_SOLAR2 | CAISO System | Catalina Solar 2 | 0.14 | 1.19 | 2.72 | 10.88 | 11.54 | 14.41 | 14.47 | 13.47 | 13.15 | 8.69 | 0.45 | 0.24 | N | South | FC
CAVLSR_2_BSOLAR | CAISO System | California Valley Solar Ranch-Phase B | 0.11 | 0.66 | 3.16 | 35.75 | 25.18 | 26.07 | 30.35 | 36.69 | 35.8 | 26.46 | 0.08 | 0.06 | N | North | ID | TC: Waiting for Midway fault duty mitigation
CAVLSR_2_RSOLAR | CAISO System | California Valley Solar Ranch-Phase A | 0.61 | 3.92 | 15.6 | 167.92 | 181.43 | 184.31 | 170.08 | 171.63 | 162.23 | 127.12 | 0.41 | 0.31 | N | North | ID | TC: Waiting for Midway fault duty mitigation
CAYTNO_2_VASCO | Bay Area | VASCO ROAD | 3.2 | 2.58 | 3.38 | 3.06 | 3.2 | 3.41 | 3.44 | 3.53 | 3.48 | 3.35 | 3.34 | 3.41 | N | North | ID | C3&4: Waiting for TRTP and possibly other
CBRLLO_6_PLSTP1 | San Diego-IV | POINT LOMA SEWAGE TREATMENT PLANT | 2.91 | 2.8 | 2.15 | 2.29 | 2.65 | 2.47 | 2.86 | 2.83 | 2.2 | 2.13 | 2.65 | 2.22 | N | South | FC
CCRITA_7_RPPCHF | San Diego-IV | Rancho Penasquitos Hydro Facility | 1.13 | 0.57 | 1.36 | 2.11 | 2.59 | 3.66 | 2.91 | 3.25 | 2.56 | 2.59 | 1.83 | 0.4 | N | South | FC
CDWR07_2_GEN | CAISO System | CDWR07_2_GEN | 115.6 | 115.6 | 115.6 | 115.6 | 115.6 | 115.6 | 115.6 | 115.6 | 115.6 | 115.6 | 115.6 | 60.43 | N | South | FC
CEDRCK_6_UNIT | CAISO System | CEDRCK_6_UNIT | 0.22 | 0.31 | 0.56 | 0.61 | 0.37 | 0.22 | 0.15 | 0.11 | 0.12 | 0.11 | 0.15 | 0.41 | N | North | FC
CENTER_2_QF | LA Basin | CENTER QFS | 12.46 | 11.78 | 10.8 | 12.07 | 12.16 | 16.99 | 17.14 | 17.98 | 16.79 | 10 | 5.75 | 5.8 | N | South | FC
CENTER_2_RHONDO | LA Basin | MWD Rio Hondo Hydroelectric Recovery Pla | 1.91 | 1.91 | 1.91 | 1.91 | 1.91 | 1.91 | 1.91 | 1.91 | 1.91 | 1.91 | 1.91 | 1.91 | Y | South | FC
CENTER_6_PEAKER | LA Basin | Center Peaker | 47 | 47 | 47 | 47 | 47 | 47 | 47 | 47 | 47 | 47 | 47 | 47 | Y | South | FC
CENTRY_6_PL1X4 | LA Basin | CENTURY GENERATING PLANT (AGGREGATE) | 36 | 36 | 36 | 36 | 36 | 36 | 36 | 36 | 36 | 36 | 36 | 36 | Y | South | FC
CHALK_1_UNIT | CAISO System | CHALK CLIFF LIMITED | 38.02 | 34.38 | 36.96 | 30.75 | 24.76 | 31.6 | 30.57 | 31.37 | 29.63 | 33.04 | 24.97 | 31.75 | N | North | FC
CHEVCD_6_UNIT | CAISO System | CHEVRON USA (TAFT/CADET) | 1.02 | 1.41 | 1.38 | 1.28 | 1.23 | 0.94 | 0.79 | 1.24 | 1.54 | 1.24 | 1.5 | 0.84 | N | North | FC
CHEVCO_6_UNIT 1 | Fresno | CHEVRON USA (COALINGA) | 2.08 | 1.66 | 1.81 | 0.95 | 1.82 | 1.5 | 1.32 | 1.3 | 1.33 | 1.41 | 1.44 | 1.3 | N | North | FC
CHEVCO_6_UNIT 2 | Fresno | AERA ENERGY LLC. (COALINGA) | 1.24 | 1.07 | 1.14 | 0.92 | 1.32 | 1.22 | 0.98 | 0.85 | 1.25 | 1.42 | 1.62 | 1.75 | N | North | FC
CHEVCY_1_UNIT | CAISO System | CHEVRON USA (CYMRIC) | 8.43 | 6.78 | 5.95 | 6.25 | 6.44 | 6.26 | 6.47 | 5.82 | 4.85 | 5.44 | 5.6 | 6.28 | N | North | FC
CHEVMN_2_UNITS | LA Basin | CHEVRON U.S.A. UNITS 1 & 2 AGGREGATE | 9.84 | 11.05 | 4.95 | 4.74 | 12.32 | 15.06 | 15.68 | 9.95 | 9.17 | 8.47 | 6.73 | 11.76 | N | South | FC
CHICPK_7_UNIT 1 | Sierra | CHICAGO PARK 1, BEAR RIVER CA | 38 | 38 | 38 | 38 | 38 | 38 | 38 | 38 | 38 | 38 | 38 | 38 | Y | North | FC
CHILLS_1_SYCENG | San Diego-IV | Sycamore Energy 1 | 0.52 | 0.66 | 0.66 | 0.46 | 0.43 | 0.51 | 0.57 | 0.54 | 0.56 | 0.47 | 0.44 | 0.54 | N | South | FC
CHILLS_1_SYCLFL | San Diego-IV | SYCAMORE LANDFILL | 0.58 | 0.91 | 0.82 | 0 | 0.94 | 1.39 | 1.57 | 1.44 | 1.26 | 1.32 | 0.95 | 0.76 | N | South | FC
CHILLS_7_UNITA1 | San Diego-IV | GAS RECOVERY SYS. (SYCAMORE CANYON) | 1.82 | 2 | 2 | 2 | 1.4 | 1.68 | 1.56 | 1.52 | 1.74 | 1.75 | 1.8 | 1.61 | Y | South | FC
CHINO_2_JURUPA | LA Basin | Jurupa | [12 empty] | N | South | EO | bar: JAN to DEC
CHINO_2_QF | LA Basin | CHINO QFS | 4.44 | 4.65 | 4.6 | 4.82 | 4.38 | 5.33 | 5.34 | 5.35 | 5.33 | 4.58 | 4.21 | 4.14 | N | South | FC
CHINO_2_SASOLR | LA Basin | SS San Antonio West LLC | [12 empty] | N | South | EO | bar: JAN to DEC
CHINO_2_SOLAR | LA Basin | Chino RT Solar 1 | 0 | 0 | 0.01 | 0.12 | 0.24 | 0.42 | 0.46 | 0.47 | 0.17 | 0.05 | 0 | 0 | N | South | FC
CHINO_2_SOLAR2 | LA Basin | Kona Solar - Terra Francesca | [12 empty] | N | South | EO | bar: JAN to DEC
CHINO_6_CIMGEN | LA Basin | O.L.S. ENERGY COMPANY -- CHINO | 26.34 | 26.26 | 25.74 | 25.79 | 21.23 | 26.23 | 25.92 | 26.11 | 25.98 | 15.9 | 25.68 | 25.82 | N | South | FC
CHINO_6_SMPPAP | LA Basin | SIMPSON PAPER | 18.57 | 23.32 | 21.9 | 18.53 | 23.29 | 24.54 | 27.14 | 26.63 | 26.45 | 29.38 | 21.1 | 25.12 | N | South | FC
CHINO_7_MILIKN | LA Basin | MN Milliken Genco LLC | 1.29 | 1.2 | 1.49 | 1.48 | 1.36 | 1.24 | 1.25 | 1.19 | 1.21 | 1.27 | 1.41 | 1.32 | Y | South | FC
CHWCHL_1_BIOMAS | Fresno | Chow II Biomass to Energy | 8.1 | 8.45 | 9.3 | 5.46 | 6.45 | 7.9 | 8.23 | 8.6 | 8.35 | 7.55 | 6.36 | 7 | N | North | FC
CHWCHL_1_UNIT | Fresno | CHOW 2 PEAKER PLANT | 48 | 48 | 48 | 48 | 48 | 48 | 48 | 48 | 48 | 48 | 48 | 48 | Y | North | FC
CLOVDL_1_SOLAR | NCNB | Cloverdale Solar I | 0 | 0.02 | 0.09 | 1.08 | 1.11 | 1.14 | 1.01 | 1.03 | 1 | 0.74 | 0 | 0 | N | North | ID | 14&15DGD: Waiting for TRTP, Contra Costa-Moraga 230 kV, SPS and possibly other
CLOVER_2_UNIT | CAISO System | MEGA HYDRO #1 (CLOVER CREEK) | 0.4 | 0.47 | 0.68 | 0.76 | 0.42 | 0.13 | 0.02 | 0 | 0.01 | 0.01 | 0.22 | 0.53 | N | North | FC
CLRKRD_6_COALCN | CAISO System | COAL CANYON HYDRO | 0 | 0 | 0 | 0 | 0 | 0 | 0 | 0 | 0 | 0 | 0 | 0.69 | Y | North | FC
CLRKRD_6_LIMESD | CAISO System | Lime Saddle Hydro | 0.75 | 0.76 | 0.81 | 0.79 | 0.74 | 0.68 | 0.66 | 0.6 | 0.6 | 0.64 | 0.57 | 0.55 | Y | North | FC
CLRMTK_1_QF | Bay Area | SMALL QF AGGREGATION - OAKLAND | 0 | 0 | 0 | 0 | 0 | 0 | 0 | 0 | 0 | 0 | 0 | 0 | N | North | FC
CNTNLA_2_SOLAR1 | San Diego-IV | Centinela Solar Energy I | 0.3 | 1.64 | 8.41 | 92.32 | 106.06 | 107.53 | 98.88 | 97.2 | 97.91 | 75.02 | 0.16 | 0.11 | N | South | FC
CNTNLA_2_SOLAR2 | San Diego-IV | Centinels Solar Energy 2 | [12 empty] | N | South | EO | bar: JAN to DEC
CNTRVL_6_UNIT | CAISO System | Centerville | 0 | 0 | 0 | 0 | 0 | 0 | 0 | 0 | 0 | 0 | 0 | 0 | Y | North | FC
COCOPP_2_CTG1 | Bay Area | Marsh Landing 1 | 204.2 | 204.2 | 202.26 | 199.2 | 196.25 | 193.39 | 191.35 | 191.35 | 193.39 | 196.25 | 202.26 | 203.28 | Y | North | ID | TC: Waiting for Contra Costa-Moraga 230 kV lines
COCOPP_2_CTG2 | Bay Area | Marsh Landing 2 | 202.7 | 202.7 | 200.09 | 197.07 | 194.14 | 191.32 | 189.3 | 189.3 | 191.32 | 194.14 | 200.09 | 201.1 | Y | North | ID | TC: Waiting for Contra Costa-Moraga 230 kV lines
COCOPP_2_CTG3 | Bay Area | Marsh Landing 3 | 204.31 | 204.31 | 202.37 | 199.31 | 196.35 | 193.49 | 191.45 | 191.45 | 193.49 | 196.35 | 202.37 | 203.39 | Y | North | ID | TC: Waiting for Contra Costa-Moraga 230 kV lines
COCOPP_2_CTG4 | Bay Area | Marsh Landing 4 | 204.29 | 204.29 | 202.35 | 199.29 | 196.33 | 193.48 | 191.44 | 191.44 | 193.48 | 196.33 | 202.35 | 203.37 | Y | North | ID | TC: Waiting for Contra Costa-Moraga 230 kV lines
COCOSB_6_SOLAR | Bay Area | Oakley Solar Project | [12 empty] | N | North | EO | bar: JAN to DEC
COGNAT_1_UNIT | Stockton | Stockton Biomas | 35.72 | 33.89 | 35.59 | 31.76 | 27.93 | 36.98 | 38.08 | 38.42 | 38.98 | 35.48 | 36 | 34.99 | N | North | FC
COLEMN_2_UNIT | CAISO System | Coleman | 6.53 | 6.98 | 9.32 | 10.04 | 9.45 | 7.89 | 6.09 | 3.28 | 3 | 3.51 | 3.83 | 4.9 | Y | North | FC
COLGA1_6_SHELLW | Fresno | COALINGA COGENERATION COMPANY | 25.5 | 20.74 | 30.85 | 35.37 | 31.71 | 34.99 | 35.06 | 34.58 | 35.26 | 33.82 | 29.05 | 25.33 | N | North | FC
COLGAT_7_UNIT 1 | Sierra | COLGATE HYDRO UNIT 1 | 149.85 | 148.64 | 153.29 | 158.63 | 162.79 | 165.7 | 165.1 | 161.65 | 156.74 | 151.87 | 149.95 | 148.24 | Y | North | FC
COLGAT_7_UNIT 2 | Sierra | COLGATE HYDRO UNIT 2 | 149.8 | 148.6 | 153.24 | 158.63 | 162.83 | 165.76 | 165.16 | 161.68 | 156.71 | 151.81 | 149.91 | 148.21 | Y | North | FC
COLPIN_6_COLLNS | CAISO System | COLLINS PINE | 3.38 | 4.32 | 3.9 | 2.65 | 3.94 | 3.62 | 3.33 | 3.06 | 3.21 | 2.33 | 2.32 | 1.81 | N | North | FC
COLTON_6_AGUAM1 | LA Basin | AGUA MANSA UNIT 1 (CITY OF COLTON) | 43 | 43 | 43 | 43 | 43 | 43 | 43 | 43 | 43 | 43 | 43 | 43 | N | South | FC
COLUSA_2_PL1X3 | CAISO System | Colusa Generating Station | 668 | 668 | 668 | 668 | 668 | 668 | 668 | 668 | 668 | 668 | 668 | 668 | Y | North | FC
COLVIL_7_PL1X2 | CAISO System | COLLIERVILLE HYDRO UNIT 1 & 2 AGGREGATE | 246.86 | 246.86 | 246.86 | 246.86 | 246.86 | 246.86 | 246.86 | 246.86 | 246.86 | 246.86 | 246.86 | 246.86 | Y | North | FC
CONTAN_1_UNIT | Bay Area | Graphic Packaging Cogen | 27.7 | 27.7 | 27.7 | 27.7 | 27.7 | 27.7 | 27.7 | 27.7 | 27.7 | 27.7 | 27.7 | 27.7 | Y | North | FC
CONTRL_1_CASAD1 | CAISO System | Mammoth G1 | 8.01 | 8.05 | 7.42 | 7.6 | 7.09 | 7.13 | 7.11 | 7.13 | 7.22 | 7.47 | 7.91 | 7.66 | Y | South | FC
CONTRL_1_CASAD3 | CAISO System | Mammoth G3 | 12.24 | 11.87 | 11.43 | 9.89 | 9.53 | 8.61 | 8.31 | 8.8 | 8.93 | 10.35 | 12.16 | 12.72 | N | South | FC
CONTRL_1_LUNDY | CAISO System | LUNDY | 0.25 | 0.25 | 0.28 | 0.26 | 0.38 | 0.49 | 0.71 | 0.67 | 0.55 | 0.63 | 0.42 | 0.35 | N | South | FC
CONTRL_1_OXBOW | CAISO System | OXBOW GEOTHERMAL CORPORATION | 57.93 | 57.5 | 56.5 | 55.81 | 53.19 | 55.09 | 54.01 | 53.27 | 54.78 | 51.64 | 57.11 | 55.14 | N | South | FC
CONTRL_1_POOLE | CAISO System | POOLE HYDRO PLANT 1 | 0.79 | 0.83 | 0.86 | 3.35 | 2.59 | 5.16 | 4.35 | 2.98 | 0.8 | 1.4 | 1 | 1.09 | Y | South | FC
CONTRL_1_QF | CAISO System | CONTROL QFS | 21.81 | 21.85 | 20.71 | 14.35 | 11.38 | 9.84 | 8.55 | 8.96 | 9.81 | 12.01 | 15.99 | 16.24 | N | South | FC
CONTRL_1_RUSHCK | CAISO System | RUSH CREEK | 4.65 | 5.17 | 5.34 | 6.54 | 9.47 | 11.94 | 4.77 | 3.24 | 3.46 | 4.55 | 4.87 | 4.17 | Y | South | FC
COPMT2_2_SOLAR2 | CAISO System | CMS2 | 0.28 | 1.45 | 7.83 | 91.72 | 93.3 | 95.87 | 80.48 | 65.41 | 73.83 | 60.92 | 0.13 | 0.08 | N | South | ID | Waiting for: Eldorado bus split.
COPMTN_2_CM10 | CAISO System | CM10 Pseudo Tie Pilot | 0.02 | 0.08 | 0.42 | 5.76 | 5.62 | 5.49 | 3.58 | 3.74 | 4.4 | 4.72 | 0.01 | 0 | N | South | PD to 7.25
COPMTN_2_SOLAR1 | CAISO System | Copper Mountain Solar 1 Pseudo Tie Pilot | 0.07 | 0.36 | 2.07 | 16.5 | 16.5 | 16.5 | 16.5 | 16.5 | 16.5 | 16.5 | 0.03 | 0.01 | N | South | PD to 16.5
CORCAN_1_SOLAR1 | Fresno | CID Solar | 0 | 0.2 | 1.2 | 14.4 | 14.8 | 15.2 | 13.8 | 13.8 | 14 | 11.2 | 0 | 0 | N | North | ID | C3&4: Waiting for TRTP and possibly other
CORCAN_1_SOLAR2 | Fresno | Corcoran City | 0 | 0.11 | 0.66 | 7.92 | 8.14 | 8.36 | 7.59 | 7.59 | 7.7 | 6.16 | 0 | 0 | N | North | ID | C3&4: Waiting for TRTP and possibly other
CORONS_2_SOLAR | LA Basin | Master Development Corona | [12 empty] | N | South | EO | bar: JAN to DEC
CORONS_6_CLRWTR | LA Basin | Clearwater Power Plant | 28 | 28 | 28 | 28 | 28 | 28 | 28 | 28 | 28 | 28 | 28 | 28 | Y | South | FC
CORRAL_6_SJOAQN | CAISO System | Ameresco San Joaquin | 3.2 | 3.07 | 3.17 | 2.66 | 2.95 | 3.13 | 3.14 | 3.19 | 3.12 | 3.05 | 3.01 | 3.09 | N | North | ID | 14DGD: Waiting for TRTP and possibly other
COTTLE_2_FRNKNH | CAISO System | Frankenheimer Power Plant | 0.23 | 0 | 1 | 2.81 | 2.43 | 3.08 | 3.18 | 2.81 | 1.83 | 0 | 0 | 0 | N | North | FC
COVERD_2_QFUNTS | CAISO System | COVE ROAD HYDRO QF UNITS | 2.82 | 4.53 | 9.21 | 11.4 | 3.72 | 0.69 | 0.03 | 0 | 0 | 0.01 | 0.72 | 7.01 | N | North | FC
COWCRK_2_UNIT | CAISO System | Cow Creek Hydro | 0.6 | 0.67 | 0.6 | 0.74 | 0.69 | 0.6 | 0.42 | 0.23 | 0.18 | 0.31 | 0.49 | 0.56 | Y | North | FC
CPSTNO_7_PRMADS | San Diego-IV | PRIMA DESCHECHA (CAPISTRANO) | 4.92 | 4.91 | 3.51 | 5.41 | 5.34 | 4.98 | 3.4 | 5.12 | 4.92 | 5.1 | 4.89 | 4.81 | N | South | FC
CPVERD_2_SOLAR | San Diego-IV | Campo Verde Solar | 0.34 | 1.95 | 8.78 | 103.57 | 105.21 | 104.39 | 97.57 | 97.08 | 99.56 | 77.55 | 0.19 | 0.14 | N | South | ID | Waiting for: Reconfigure TL23041 and TL23042 at Miguel Substation to create two Otay Mesa-Miguel 230 kV lines
CRELMN_6_RAMON1 | San Diego-IV | Ramona 1 | 0 | 0.03 | 0.12 | 1.49 | 1.66 | 1.68 | 1.49 | 1.53 | 1.45 | 1.08 | 0 | 0 | N | South | FC
CRELMN_6_RAMON2 | San Diego-IV | Ramona 2 | 0.01 | 0.06 | 0.31 | 3.71 | 3.96 | 3.95 | 3.65 | 3.89 | 3.64 | 2.7 | 0.01 | 0.01 | N | South | FC
CRESSY_1_PARKER | Fresno | PARKER POWERHOUSE | 0 | 0 | 0.23 | 0.22 | 1.02 | 1.32 | 1.53 | 1.21 | 0.73 | 0.34 | 0 | 0 | N | North | FC
CRESTA_7_PL1X2 | Sierra | CRESTA PH UNIT 1 & 2 AGGREGATE | 70 | 70 | 70 | 70 | 70 | 70 | 70 | 70 | 70 | 70 | 70 | 70 | Y | North | FC
CRNEVL_6_CRNVA | Fresno | Crane Valley | 0.65 | 0.65 | 0.69 | 0.75 | 0.83 | 0.84 | 0.78 | 0.71 | 0.7 | 0.69 | 0.65 | 0.62 | Y | North | FC
CRNEVL_6_SJQN 2 | Fresno | SAN JOAQUIN 2 | 3.2 | 3.2 | 3.2 | 3.2 | 3.2 | 3.2 | 3.2 | 3.2 | 3.2 | 3.2 | 3.2 | 3.2 | Y | North | FC
CRNEVL_6_SJQN 3 | Fresno | SAN JOAQUIN 3 | 4.2 | 4.2 | 4.2 | 4.2 | 4.2 | 4.2 | 4.2 | 4.2 | 4.2 | 4.2 | 4.2 | 4.2 | Y | North | FC
CROKET_7_UNIT | Bay Area | CROCKETT COGEN | 216.17 | 221.04 | 173.09 | 127.65 | 203.12 | 224.88 | 228.38 | 184.26 | 196.27 | 172.72 | 219.98 | 184 | N | North | FC
CRSTWD_6_KUMYAY | San Diego-IV | Kumeyaay Wind Farm | 10.28 | 11.35 | 15.29 | 11.08 | 18.93 | 17.12 | 7.66 | 5 | 6.19 | 11.92 | 9.63 | 5.79 | N | South | FC
CSCCOG_1_UNIT 1 | Bay Area | SANTA CLARA CO-GEN | 6 | 6 | 6 | 6 | 6 | 6 | 6 | 6 | 6 | 6 | 6 | 6 | Y | North | FC
CSCGNR_1_UNIT 1 | Bay Area | GIANERA PEAKER UNIT 1 | 24 | 24 | 24 | 24 | 24 | 24 | 24 | 24 | 24 | 24 | 24 | 24 | Y | North | FC
CSCGNR_1_UNIT 2 | Bay Area | GIANERA PEAKER UNIT 2 | 24 | 24 | 24 | 24 | 24 | 24 | 24 | 24 | 24 | 24 | 24 | 24 | Y | North | FC
CSLR4S_2_SOLAR | San Diego-IV | Csolar IV South | 0.3 | 1.72 | 7.86 | 92.99 | 94.66 | 94.25 | 87.51 | 84.65 | 89.89 | 61.81 | 0.15 | 0.1 | N | South | ID | Waiting for: Reconfigure TL23041 and TL23042 at Miguel Substation to create two Otay Mesa-Miguel 230 kV lines
CSTOGA_6_LNDFIL | NCNB | Clover Flat Land Fill Gas | [12 empty] | N | North | EO | bar: JAN to DEC
CSTRVL_7_PL1X2 | CAISO System | Marina Land Fill Gas | 4.13 | 3.51 | 3.69 | 4.01 | 3.63 | 3.95 | 4.16 | 4.14 | 4.17 | 3.86 | 3.98 | 3.73 | Y | North | FC
CSTRVL_7_QFUNTS | CAISO System | Castroville QF Aggregate | 0.89 | 0.75 | 1.06 | 0.97 | 0.82 | 0.51 | 0.97 | 0.98 | 0.58 | 0.56 | 0.4 | 0.32 | N | North | FC
CTNWDP_1_QF | CAISO System | SMALL QF AGGREGATION - BURNEY | 0.05 | 0.04 | 0.07 | 0.07 | 0.12 | 0.15 | 0.16 | 0.11 | 0.05 | 0.03 | 0.03 | 0.03 | N | North | FC
CURIS_1_QF | Stockton | SMALL QF AGGREGATION - MERCED | 0 | 0 | 0.02 | 0.01 | 0.26 | 0.32 | 0.4 | 0.33 | 0.09 | 0 | 0 | 0 | N | North | FC
CWATER_7_UNIT 1 | CAISO System | COOLWATER GEN STA. UNIT 1 | 63 | 63 | 63 | 63 | 63 | 63 | 63 | 63 | 63 | 63 | 63 | 63 | Y | South | FC
CWATER_7_UNIT 2 | CAISO System | COOLWATER GEN STA. UNIT 2 | 81.5 | 81.5 | 81.5 | 81.5 | 81.5 | 81.5 | 81.5 | 81.5 | 81.5 | 81.5 | 81.5 | 81.5 | Y | South | FC
DAVIS_1_SOLAR1 | Sierra | Grasslands 3 | 0 | 0.01 | 0.05 | 0.7 | 0.77 | 0.75 | 0.71 | 0.82 | 0.57 | 0.58 | 0 | 0 | N | North | ID | 15DGD: Waiting for TRTP, Contra Costa-Moraga 230 kV, SPS and possibly other
DAVIS_1_SOLAR2 | Sierra | Grasslands 4 | 0 | 0.01 | 0.05 | 0.78 | 0.83 | 0.84 | 0.8 | 0.88 | 0.58 | 0.45 | 0 | 0 | N | North | ID | 15DGD: Waiting for TRTP, Contra Costa-Moraga 230 kV, SPS and possibly other
DAVIS_7_MNMETH | Sierra | MM Yolo Power LLC | 1.87 | 1.85 | 2.32 | 2.52 | 2.31 | 2.1 | 1.87 | 2.06 | 1.86 | 1.98 | 1.93 | 1.87 | N | North | FC
DEADCK_1_UNIT | Sierra | DEADCK_1_UNIT | 0.24 | 0.23 | 0.55 | 0.54 | 0.22 | 0.03 | 0 | 0 | 0 | 0 | 0 | 0.36 | N | North | FC
DEERCR_6_UNIT 1 | Sierra | DEER CREEK | 1.6 | 1.99 | 1.61 | 2.26 | 2.69 | 3.24 | 3.51 | 3.74 | 3.68 | 2.78 | 1.55 | 0.64 | Y | North | FC
DELAMO_2_SOLAR1 | LA Basin | Golden Springs Bldg H | 0.01 | 0.1 | 0.23 | 0.91 | 0.96 | 1.2 | 1.21 | 1.12 | 1.1 | 0.72 | 0.04 | 0.02 | N | South | FC
DELAMO_2_SOLAR2 | LA Basin | Golden Springs Bldg M | 0.01 | 0.12 | 0.26 | 1.06 | 1.12 | 1.4 | 1.41 | 1.31 | 1.28 | 0.85 | 0.04 | 0.02 | N | South | FC
DELAMO_2_SOLRC1 | LA Basin | Golden Springs Building C1 | [12 empty] | N | South | EO | bar: JAN to DEC
DELAMO_2_SOLRD | LA Basin | Golden Solar Building D | [12 empty] | N | South | EO | bar: JAN to DEC
DELSUR_6_DRYFRB | Big Creek-Ventura | Dry Farm Ranch B | 0.01 | 0.06 | 0.31 | 3.58 | 3.7 | 3.78 | 3.46 | 3.46 | 3.52 | 2.78 | 0.01 | 0.01 | N | South | ID | Waiting for: TRTP
DELSUR_6_SOLAR1 | Big Creek-Ventura | Summer Solar North | 0 | 0.07 | 0.39 | 4.68 | 4.81 | 4.94 | 4.49 | 4.49 | 4.55 | 3.64 | 0 | 0 | N | South | ID | Waiting for: TRTP
DELTA_2_PL1X4 | Bay Area | DELTA ENERGY CENTER AGGREGATE | 861.29 | 861.29 | 855 | 845 | 835 | 820 | 813 | 813 | 813 | 835 | 850 | 861.29 | Y | North | FC
DEVERS_1_QF | LA Basin | DEVERS QFS | 5.68 | 20.89 | 47.39 | 24.13 | 50.32 | 92.49 | 26.04 | 16.5 | 16.23 | 17.48 | 7.82 | 8.81 | N | South | FC
DEVERS_1_SEPV05 | LA Basin | SEPV 5 | [12 empty] | N | South | EO | bar: JAN to DEC
DEVERS_1_SOLAR | LA Basin | Cascade Solar | [12 empty] | N | South | EO | bar: JAN to DEC
DEVERS_1_SOLAR1 | LA Basin | SEPV8 | [12 empty] | N | South | EO | bar: JAN to DEC
DEVERS_1_SOLAR2 | LA Basin | SEPV9 | [12 empty] | N | South | EO | bar: JAN to DEC
DEXZEL_1_UNIT | Kern | Western Power and Steam Cogeneration | 26.13 | 25.85 | 21.87 | 19.23 | 25.97 | 26.51 | 25.47 | 26.53 | 25.84 | 25.21 | 22.24 | 24.96 | N | North | FC
DIABLO_7_UNIT 1 | CAISO System | Diablo Canyon Unit 1 | 1130 | 1130 | 1130 | 1130 | 1130 | 1130 | 1130 | 1130 | 1130 | 1130 | 1130 | 1130 | N | North | FC
DIABLO_7_UNIT 2 | CAISO System | Diablo Canyon Unit 2 | 1130 | 1130 | 1130 | 1130 | 1130 | 1130 | 1130 | 1130 | 1130 | 1130 | 1130 | 1130 | N | North | FC
DINUBA_6_UNIT | Fresno | DINUBA GENERATION PROJECT | 9.87 | 9.87 | 9.87 | 9.87 | 9.87 | 9.87 | 9.87 | 9.87 | 9.87 | 9.87 | 9.87 | 9.87 | N | North | FC
DISCOV_1_CHEVRN | Kern | CHEVRON USA (EASTRIDGE) | 3.2 | 4.44 | 2.13 | 2.74 | 2.76 | 0.78 | 3.58 | 3.21 | 2.52 | 3.59 | 4.27 | 4.36 | N | North | FC
DIVSON_6_NSQF | San Diego-IV | DIVISION NAVAL STATION COGEN | 40.37 | 40.23 | 42 | 26.02 | 41.2 | 41.6 | 40.46 | 41.54 | 43.01 | 22.74 | 27.37 | 39.44 | N | South | FC
DMDVLY_1_UNITS | LA Basin | DIAMOND VALLEY LAKE PUMP-GEN PLANT | 3.14 | 4.37 | 3.62 | 2.33 | 2.08 | 7.71 | 8.33 | 7.51 | 7.2 | 3.43 | 3.99 | 2.27 | N | South | FC
DONNLS_7_UNIT | Stockton | Donnells Hydro | 65.95 | 66.32 | 67.86 | 65.21 | 70.1 | 72 | 72 | 72 | 72 | 70.02 | 67.92 | 66.81 | Y | North | FC
DOSMGO_2_NSPIN | CAISO System | DOSMGO_2_NSPIN | 16.26 | 16.26 | 16.26 | 16.26 | 31.47 | 47.15 | 46.68 | 47.15 | 31.43 | 24.39 | 15.71 | 16.26 | N | South | FC
DOUBLC_1_UNITS | Kern | DOUBLE "C" LIMITED | 52.23 | 52.23 | 52.23 | 52.23 | 52.23 | 52.23 | 52.23 | 52.23 | 52.23 | 52.23 | 52.23 | 52.23 | Y | North | FC
DREWS_6_PL1X4 | LA Basin | DREWS UNIT AGGREGATE | 36 | 36 | 36 | 36 | 36 | 36 | 36 | 36 | 36 | 36 | 36 | 36 | Y | South | FC
DRUM_7_PL1X2 | Sierra | Drum PH 1 Units 1 & 2 Aggregate | 26 | 26 | 26 | 26 | 26 | 26 | 26 | 26 | 26 | 26 | 26 | 26 | Y | North | FC
DRUM_7_PL3X4 | Sierra | Drum PH 1 Units 3 & 4 Aggregate | 27.4 | 27.4 | 27.4 | 27.4 | 27.4 | 27.4 | 27.4 | 27.4 | 27.4 | 27.4 | 27.4 | 27.4 | Y | North | FC
DRUM_7_UNIT 5 | Sierra | DRUM PH 2 UNIT 5 | 49.5 | 49.5 | 49.5 | 49.5 | 49.5 | 49.5 | 49.5 | 49.5 | 49.5 | 49.5 | 49.5 | 49.5 | Y | North | FC
DSABLA_7_UNIT | CAISO System | De Sabla Hydro | 10.61 | 10.43 | 10.28 | 10.05 | 9.71 | 15.46 | 14.36 | 11.67 | 8.48 | 6.55 | 8.15 | 8.14 | Y | North | FC
DSRTSN_2_SOLAR1 | CAISO System | Desert Sunlight 300 | 0.63 | 3.59 | 16.91 | 198.89 | 193.4 | 212.67 | 200.95 | 200.47 | 212.62 | 139.1 | 0.33 | 0.21 | N | South | FC
DSRTSN_2_SOLAR2 | CAISO System | Desert Sunlight 250 | 0.56 | 3.04 | 14.64 | 173.12 | 167.32 | 182.89 | 171.86 | 158.01 | 171.31 | 139.52 | 0.34 | 0.22 | N | South | FC
DUANE_1_PL1X3 | Bay Area | DONALD VON RAESFELD POWER PROJECT | 147.8 | 147.8 | 147.8 | 147.8 | 147.8 | 147.8 | 147.8 | 147.8 | 147.8 | 147.8 | 147.8 | 147.8 | Y | North | FC
DUTCH1_7_UNIT 1 | Sierra | DUTCH FLAT 1 PH | 22 | 22 | 22 | 22 | 22 | 22 | 22 | 22 | 22 | 22 | 22 | 22 | Y | North | FC
DUTCH2_7_UNIT 1 | Sierra | DUTCH FLAT 2 PH | 26 | 26 | 26 | 26 | 26 | 26 | 26 | 26 | 26 | 26 | 26 | 26 | Y | North | FC
DVLCYN_1_UNITS | LA Basin | DEVIL CANYON HYDRO UNITS 1-4 AGGREGATE | 189.19 | 127.18 | 234.97 | 234.97 | 234.97 | 234.97 | 234.97 | 234.97 | 234.97 | 197.22 | 230.84 | 193.71 | Y | South | FC
EASTWD_7_UNIT | Big Creek-Ventura | EASTWOOD PUMP-GEN | 199 | 199 | 199 | 199 | 199 | 199 | 199 | 199 | 199 | 199 | 199 | 199 | Y | South | FC
EDMONS_2_NSPIN | Big Creek-Ventura | EDMONS_2_NSPIN | 236 | 236 | 236 | 236 | 236 | 236 | 236 | 236 | 236 | 236 | 236 | 236 | N | South | FC
EGATE_7_NOCITY | San Diego-IV | NORTH CITY UNIT (EASTGATE) | 1.49 | 1.7 | 1.47 | 1.19 | 0.95 | 0.67 | 0.48 | 0.24 | 0.28 | 0.03 | 0.92 | 1.11 | N | South | FC
ELCAJN_6_LM6K | San Diego-IV | El Cajon Energy Center | 48.1 | 48.1 | 48.1 | 48.1 | 48.1 | 48.1 | 48.1 | 48.1 | 48.1 | 48.1 | 48.1 | 48.1 | Y | South | FC
ELCAJN_6_UNITA1 | San Diego-IV | Cuyamaca Peak Energy Plant | 45.42 | 45.42 | 45.42 | 45.42 | 45.42 | 45.42 | 45.42 | 45.42 | 45.42 | 45.42 | 45.42 | 45.42 | Y | South | FC
ELCAJN_7_GT1 | San Diego-IV | EL CAJON | 16 | 16 | 16 | 16 | 16 | 16 | 16 | 16 | 16 | 16 | 16 | 16 | Y | South | FC
ELCAP_1_SOLAR | Fresno | 2097 Helton | 0 | 0.02 | 0.09 | 1.08 | 1.11 | 1.14 | 1.04 | 1.04 | 1.05 | 0.84 | 0 | 0 | N | North | ID | 15DGD: Waiting for TRTP and possibly other
ELDORO_7_UNIT 1 | Sierra | El Dorado Unit 1 | 11 | 11 | 11 | 11 | 11 | 11 | 11 | 11 | 11 | 11 | 11 | 11 | Y | North | FC
ELDORO_7_UNIT 2 | Sierra | El Dorado Unit 2 | 11 | 11 | 11 | 11 | 11 | 11 | 11 | 11 | 11 | 11 | 11 | 11 | Y | North | FC
ELECTR_7_PL1X3 | CAISO System | ELECTRA PH UNIT 1 & 2 AGGREGATE | 98 | 98 | 98 | 98 | 98 | 98 | 98 | 98 | 98 | 98 | 98 | 98 | Y | North | FC
ELKCRK_6_STONYG | CAISO System | STONEY GORGE HYDRO AGGREGATE | 1.8 | 2.4 | 2.7 | 2.2 | 1.6 | 1.7 | 2.2 | 2 | 1.4 | 0.4 | 0.1 | 0.9 | Y | North | FC
ELKHIL_2_PL1X3 | CAISO System | ELK HILLS COMBINED CYCLE (AGGREGATE) | 435 | 435 | 435 | 435 | 435 | 435 | 435 | 435 | 435 | 435 | 435 | 435 | Y | North | FC
ELLIS_2_QF | LA Basin | ELLIS QFS | 0 | 0 | 0 | 0 | 0.03 | 0 | 0 | 0.01 | 0 | 0 | 0 | 0 | N | South | FC
ELNIDP_6_BIOMAS | Fresno | El Nido Biomass to Energy | 8.52 | 7.47 | 7.3 | 5.81 | 3.95 | 6.88 | 7.8 | 8.71 | 8.79 | 7.11 | 8.13 | 7.57 | N | North | FC
ELSEGN_2_UN1011 | LA Basin | El Segundo Energy Center 5/6 | 263 | 263 | 263 | 263 | 263 | 263 | 263 | 263 | 263 | 263 | 263 | 263 | Y | South | FC
ELSEGN_2_UN2021 | LA Basin | El Segundo Energy Center 7/8 | 263.68 | 263.68 | 263.68 | 263.68 | 263.68 | 263.68 | 263.68 | 263.68 | 263.68 | 263.68 | 263.68 | 263.68 | Y | South | FC
ELSEGN_7_UNIT 4 | LA Basin | EL SEGUNDO GEN STA. UNIT 4 | 335 | 335 | 335 | 335 | 335 | 335 | 335 | 335 | 335 | 335 | 335 | 335 | Y | South | FC
ENCINA_7_EA1 | San Diego-IV | ENCINA UNIT 1 | 106 | 106 | 106 | 106 | 106 | 106 | 106 | 106 | 106 | 106 | 106 | 106 | Y | South | FC
ENCINA_7_EA2 | San Diego-IV | ENCINA UNIT 2 | 104 | 104 | 104 | 104 | 104 | 104 | 104 | 104 | 104 | 104 | 104 | 104 | Y | South | FC
ENCINA_7_EA3 | San Diego-IV | ENCINA UNIT 3 | 110 | 110 | 110 | 110 | 110 | 110 | 110 | 110 | 110 | 110 | 110 | 110 | Y | South | FC
ENCINA_7_EA4 | San Diego-IV | ENCINA UNIT 4 | 300 | 300 | 300 | 300 | 300 | 300 | 300 | 300 | 300 | 300 | 300 | 300 | Y | South | FC
ENCINA_7_EA5 | San Diego-IV | ENCINA UNIT 5 | 330 | 330 | 330 | 330 | 330 | 330 | 330 | 330 | 330 | 330 | 330 | 330 | Y | South | FC
ENCINA_7_GT1 | San Diego-IV | ENCINA GAS TURBINE UNIT 1 | 14.5 | 14.5 | 14.5 | 14.5 | 14.5 | 14.5 | 14.5 | 14.5 | 14.5 | 14.5 | 14.5 | 14.5 | Y | South | FC
ENERSJ_2_WIND | San Diego-IV | ESJ Wind Energy | 6.2 | 18.61 | 31.02 | 27.92 | 48.08 | 43.43 | 26.37 | 24.82 | 17.06 | 10.86 | 4.65 | 9.31 | N | South | FC
ENWIND_2_WIND1 | CAISO System | Cameron Ridge | 2.09 | 3.89 | 10.06 | 11.26 | 14.62 | 12.86 | 8.03 | 7.21 | 4.33 | 3.4 | 2.09 | 2.12 | N | South | FC
ENWIND_2_WIND2 | CAISO System | Ridgetop I | 2.6 | 7.8 | 13 | 11.7 | 20.15 | 18.2 | 11.05 | 10.4 | 7.15 | 4.55 | 1.95 | 3.9 | N | South | FC
ESCNDO_6_PL1X2 | San Diego-IV | MMC Escondido Aggregate | 48.71 | 48.71 | 48.71 | 48.71 | 48.71 | 48.71 | 48.71 | 48.71 | 48.71 | 48.71 | 48.71 | 48.71 | Y | South | FC
ESCNDO_6_UNITB1 | San Diego-IV | CalPeak Power Enterprise Unit 1 | 48 | 48 | 48 | 48 | 48 | 48 | 48 | 48 | 48 | 48 | 48 | 48 | Y | South | FC
ESCO_6_GLMQF | San Diego-IV | GOAL LINE L.P. | 36.58 | 29.85 | 29.08 | 29.88 | 34.71 | 35.48 | 33.33 | 36.41 | 34.79 | 20.35 | 13.58 | 27.91 | N | South | FC
ESQUON_6_LNDFIL | CAISO System | Neal Road Landfill Generating Facility | [12 empty] | N | North | EO | bar: JAN to DEC
ETIWND_2_CHMPNE | LA Basin | Champagne | [12 empty] | N | South | EO | bar: JAN to DEC
ETIWND_2_FONTNA | LA Basin | FONTANALYTLE CREEK POWERHOUSE P | 0.81 | 0.88 | 0.78 | 0.81 | 0.57 | 0.46 | 0.37 | 0.4 | 0.38 | 0.31 | 0.43 | 0.55 | N | South | FC
ETIWND_2_QF | LA Basin | ETIWANDA QFS | 12.22 | 12.2 | 10.95 | 8.27 | 9.93 | 15.34 | 14.95 | 14.74 | 14.1 | 8.85 | 10.13 | 9.82 | N | South | FC
ETIWND_2_RTS010 | LA Basin | SPVP010 Fontana RT Solar | 0 | 0.02 | 0.08 | 0.86 | 0.96 | 1.12 | 0.93 | 0.92 | 0.57 | 0.67 | 0 | 0 | N | South | FC
ETIWND_2_RTS015 | LA Basin | SPVP015 | 0.01 | 0.03 | 0.16 | 2.12 | 2.22 | 2.1 | 1.68 | 1.17 | 1.16 | 0.71 | 0 | 0 | N | South | FC
ETIWND_2_RTS017 | LA Basin | SPVP017 | 0.02 | 0.15 | 0.35 | 1.39 | 1.47 | 1.84 | 1.85 | 1.72 | 1.68 | 1.11 | 0.06 | 0.03 | N | South | FC
ETIWND_2_RTS018 | LA Basin | SPVP018 Fontana RT Solar | 0 | 0.02 | 0.08 | 0.86 | 0.96 | 1.12 | 0.93 | 0.92 | 0.57 | 0.67 | 0 | 0 | N | South | FC
ETIWND_2_RTS023 | LA Basin | SPVP023 Fontana RT Solar | 0 | 0.02 | 0.16 | 1.74 | 1.86 | 1.9 | 1.47 | 1.09 | 1.08 | 1.14 | 0 | 0 | N | South | FC
ETIWND_2_RTS026 | LA Basin | SPVP026 | 0.02 | 0.13 | 0.3 | 1.21 | 1.28 | 1.6 | 1.61 | 1.5 | 1.46 | 0.97 | 0.05 | 0.03 | N | South | FC
ETIWND_2_RTS027 | LA Basin | SPVP027 | 0.02 | 0.13 | 0.3 | 1.21 | 1.28 | 1.6 | 1.61 | 1.5 | 1.46 | 0.97 | 0.05 | 0.03 | N | South | FC
ETIWND_2_SOLAR | LA Basin | FONTANA RT SOLAR | [12 empty] | N | South | EO | bar: JAN to DEC
ETIWND_6_GRPLND | LA Basin | Grapeland Peaker | 46 | 46 | 46 | 46 | 46 | 46 | 46 | 46 | 46 | 46 | 46 | 46 | Y | South | FC
ETIWND_6_MWDETI | LA Basin | ETIWANDA RECOVERY HYDRO | 6.07 | 5.73 | 4.8 | 6.07 | 1.79 | 0.9 | 1.46 | 1.62 | 1.86 | 4.93 | 3.61 | 1.25 | N | South | FC
ETIWND_7_MIDVLY | LA Basin | MN Mid Valley Genco LLC | 1.64 | 1.6 | 1.68 | 1.69 | 1.92 | 1.85 | 1.68 | 1.67 | 1.66 | 1.53 | 1.51 | 1.63 | Y | South | FC
ETIWND_7_UNIT 3 | LA Basin | ETIWANDA GEN STA. UNIT 3 | 320 | 320 | 320 | 320 | 320 | 320 | 320 | 320 | 320 | 320 | 320 | 320 | Y | South | FC
ETIWND_7_UNIT 4 | LA Basin | ETIWANDA GEN STA. UNIT 4 | 320 | 320 | 320 | 320 | 320 | 320 | 320 | 320 | 320 | 320 | 320 | 320 | Y | South | FC
EXCHEC_7_UNIT 1 | Fresno | EXCHEQUER HYDRO | 94.2 | 94.2 | 94.2 | 94.2 | 94.2 | 94.2 | 94.2 | 94.2 | 94.2 | 94.2 | 94.2 | 94.2 | Y | North | FC
FAIRHV_6_UNIT | Humboldt | FAIRHAVEN POWER CO. | 14.78 | 11.3 | 13.49 | 13.37 | 12.94 | 14.92 | 14.12 | 14.52 | 15.22 | 15.49 | 14.58 | 13.57 | N | North | FC
FAYETT_1_UNIT | CAISO System | ARCADIAN RENEWABLE POWER CORP | 0 | 0 | 0 | 0 | 0 | 0 | 0 | 0 | 0 | 0 | 0 | 0 | N | North | FC
FELLOW_7_QFUNTS | CAISO System | Fellow QF Aggregate | 0.51 | 1.6 | 1.75 | 1.44 | 1.5 | 0.56 | 0.89 | 1.26 | 0.91 | 1 | 0.92 | 0.95 | N | North | FC
FLOWD1_6_ALTPP1 | Bay Area | ALTAMONT POWER LLC (PARTNERS 1) | 0 | 0 | 0 | 0 | 0 | 0 | 0 | 0 | 0 | 0 | 0 | 0 | N | North | FC
FLOWD2_2_FPLWND | CAISO System | DIABLO WINDS | 0.49 | 1.27 | 2.04 | 1.29 | 3.78 | 3.05 | 3.03 | 3.45 | 1.59 | 0.83 | 0.24 | 0.63 | N | North | FC
FLOWD2_2_UNIT 1 | CAISO System | SMALL QF AGGREGATION - LIVERMORE | 0 | 0.47 | 1.65 | 1.06 | 3.54 | 2.79 | 2.71 | 3.28 | 1.52 | 0.68 | 0 | 0 | N | North | FC
FMEADO_6_HELLHL | Sierra | FMEADO_6_HELLHL | 0.11 | 0.18 | 0.19 | 0.16 | 0.34 | 0.47 | 0.45 | 0.26 | 0.32 | 0.32 | 0.3 | 0.26 | N | North | FC
FMEADO_7_UNIT | Sierra | FRENCH MEADOWS HYDRO | 14.44 | 14.45 | 14.88 | 15.41 | 16.35 | 17.16 | 16.83 | 16.01 | 14.99 | 14.24 | 14.2 | 14.24 | Y | North | FC
FORBST_7_UNIT 1 | Sierra | FORBESTOWN HYDRO | 37.5 | 37.5 | 37.5 | 37.5 | 37.5 | 37.5 | 37.5 | 37.5 | 37.5 | 37.5 | 37.5 | 37.5 | Y | North | FC
FORKBU_6_UNIT | CAISO System | HYPOWER, INC. (FORKS OF BUTTE) | 3.01 | 2.92 | 8.1 | 9.35 | 3.9 | 0.18 | 0 | 0 | 0 | 0.04 | 1.14 | 7.8 | N | North | FC
FRIANT_6_UNITS | Fresno | FRIANT DAM | 1.56 | 2.71 | 2.01 | 2.33 | 4.92 | 11.03 | 11.74 | 7.81 | 4.31 | 2.71 | 1.57 | 1.72 | N | North | FC
FRITO_1_LAY | CAISO System | FRITO-LAY | 0.1 | 0.09 | 0.05 | 0.06 | 0.08 | 0.08 | 0.06 | 0.08 | 0.06 | 0.08 | 0.08 | 0.12 | N | North | FC
FROGTN_7_UTICA | Stockton | FROGTN_7_UTICA | [12 empty] | Y | North | EO | bar: JAN to DEC
FTSWRD_6_TRFORK | Humboldt | Three Forks Water Power Project | 0.656 | 0.888 | 1.072 | 1.096 | 0.744 | 0.544 | 0.328 | 0.16 | 0.144 | 0.272 | 0.272 | 0.704 | N | North | PD to 80%
FTSWRD_7_QFUNTS | Humboldt | FTSWRD_7_QFUNTS | 0.01 | 0.01 | 0.02 | 0.02 | 0.01 | 0 | 0 | 0 | 0 | 0 | 0 | 0.01 | N | North | FC
FULTON_1_QF | NCNB | SMALL QF AGGREGATION - ZENIA | 0.13 | 0.12 | 0.13 | 0.15 | 0.11 | 0.07 | 0.04 | 0.03 | 0.03 | 0.04 | 0.05 | 0.14 | N | North | FC
GALE_1_SEGS1 | CAISO System | SUNRAY ENERGY, INC. - SEGS 1 | 0 | 0.03 | 0.39 | 2.72 | 5.42 | 9.28 | 3.07 | 4.25 | 5.72 | 1.73 | 0 | 0 | N | South | FC
GARNET_1_SOLAR | LA Basin | North Palm Springs 4A | [12 empty] | N | South | EO | bar: JAN to DEC
GARNET_1_SOLAR2 | LA Basin | Garnet Solar Power Generation Station 1 | 0.01 | 0.05 | 0.25 | 2.87 | 2.96 | 3.03 | 2.76 | 2.77 | 2.82 | 2.22 | 0.01 | 0 | N | South | ID | Waiting for: West of Devers (WOD) upgrades
GARNET_1_UNITS | LA Basin | GARNET GREEN POWER PROJECT AGGREGATE | 0.2 | 1.27 | 2.38 | 1.21 | 2.09 | 3.2 | 1.74 | 1.37 | 1.22 | 1 | 0.29 | 0.61 | N | South | FC
GARNET_1_WIND | LA Basin | GARNET WIND ENERGY CENTER | 0.1 | 0.53 | 1.07 | 0.49 | 1.38 | 3.21 | 0.39 | 0.29 | 0.32 | 0.37 | 0.18 | 0.26 | N | South | FC
GARNET_1_WINDS | LA Basin | Garnet Winds Aggregation | 0.43 | 2.86 | 6.68 | 3.93 | 8.83 | 14.23 | 3.06 | 2.92 | 2.69 | 2.43 | 0.87 | 1.38 | N | South | FC
GARNET_1_WT3WND | LA Basin | Wagner Wind | [12 empty] | N | South | EO | bar: JAN to DEC
GARNET_2_WIND1 | LA Basin | Phoenix | 0.45 | 1.34 | 2.24 | 2.02 | 3.47 | 3.14 | 1.9 | 1.79 | 1.23 | 0.78 | 0.34 | 0.67 | N | South | FC
GATES_2_SOLAR | CAISO System | Gates Solar Station | 0.05 | 0.3 | 1.25 | 14.3 | 15.46 | 15.28 | 14.35 | 14.83 | 14.34 | 11.62 | 0.03 | 0.02 | N | North | ID | C3&4: Waiting for TRTP and possibly other
GATES_2_WSOLAR | CAISO System | West Gates Solar Station | [12 empty] | N | North | EO | bar: JAN to DEC
GATWAY_2_PL1X3 | Bay Area | GATEWAY GENERATING STATION | 562.5 | 562.5 | 562.5 | 562.5 | 562.5 | 562.5 | 562.5 | 562.5 | 562.5 | 562.5 | 562.5 | 562.5 | Y | North | FC
GENESI_2_STG | CAISO System | Genesis Station | 0.85 | 10.98 | 35.67 | 219.69 | 212.38 | 250 | 232.41 | 244.67 | 234.35 | 131.5 | 1.21 | 0.79 | N | South | FC
GEYS11_7_UNIT11 | NCNB | GEYSERS UNIT 11 (HEALDSBURG) | 68 | 68 | 68 | 68 | 68 | 68 | 68 | 68 | 68 | 68 | 68 | 68 | Y | North | FC
GEYS12_7_UNIT12 | NCNB | GEYSERS UNIT 12 (HEALDSBURG) | 50 | 50 | 50 | 50 | 50 | 50 | 50 | 50 | 50 | 50 | 50 | 50 | Y | North | FC
GEYS13_7_UNIT13 | NCNB | GEYSERS UNIT 13 (HEALDSBURG) | 56 | 56 | 56 | 56 | 56 | 56 | 56 | 56 | 56 | 56 | 56 | 56 | Y | North | FC
GEYS14_7_UNIT14 | NCNB | GEYSERS UNIT 14 (HEALDSBURG) | 50 | 50 | 50 | 50 | 50 | 50 | 50 | 50 | 50 | 50 | 50 | 50 | Y | North | FC
GEYS16_7_UNIT16 | NCNB | GEYSERS UNIT 16 (HEALDSBURG) | 49 | 49 | 49 | 49 | 49 | 49 | 49 | 49 | 49 | 49 | 49 | 49 | Y | North | FC
GEYS17_2_BOTRCK | NCNB | GEYS17_2_BOTRCK | 14.7 | 14.7 | 14.7 | 14.7 | 14.7 | 14.7 | 14.7 | 14.7 | 14.7 | 14.7 | 14.7 | 14.7 | Y | North | FC
GEYS17_7_UNIT17 | NCNB | GEYSERS UNIT 17 (HEALDSBURG) | 53 | 53 | 53 | 53 | 53 | 53 | 53 | 53 | 53 | 53 | 53 | 53 | Y | North | FC
GEYS18_7_UNIT18 | NCNB | GEYSERS UNIT 18 (HEALDSBURG) | 45 | 45 | 45 | 45 | 45 | 45 | 45 | 45 | 45 | 45 | 45 | 45 | Y | North | FC
GEYS20_7_UNIT20 | NCNB | GEYSERS UNIT 20 (HEALDSBURG) | 40 | 40 | 40 | 40 | 40 | 40 | 40 | 40 | 40 | 40 | 40 | 40 | Y | North | FC
GIFFEN_6_SOLAR | CAISO System | Giffen Solar Station | 0.03 | 0.14 | 0.67 | 7.48 | 7.51 | 7.48 | 6.7 | 6.56 | 6.71 | 5.22 | 0.02 | 0.01 | N | North | ID | C3&4: Waiting for TRTP and possibly other
GILROY_1_UNIT | Bay Area | GILROY COGEN AGGREGATE | 120 | 120 | 120 | 120 | 115 | 110 | 105 | 105 | 110 | 120 | 120 | 120 | Y | North | FC
GILRPP_1_PL1X2 | Bay Area | GILROY ENERGY CENTER UNITS 1&2 AGGREGATE | 94.5 | 94.5 | 94.5 | 93 | 92 | 91 | 91 | 91 | 92 | 93 | 94.5 | 94.5 | Y | North | FC
GILRPP_1_PL3X4 | Bay Area | GILROY ENERGY CENTER, UNIT #3 | 46.2 | 46.2 | 46.2 | 46.2 | 46.2 | 46 | 46 | 46 | 46 | 46.2 | 46.2 | 46.2 | Y | North | FC
GLDTWN_6_COLUM3 | CAISO System | Columbia 3 | 0.02 | 0.19 | 0.72 | 7.98 | 8.39 | 8.38 | 7.7 | 7.92 | 7.75 | 6.29 | 0.01 | 0.01 | N | South | ID | Waiting for: TRTP
GLDTWN_6_SOLAR | CAISO System | Rio Grande | 0.01 | 0.08 | 0.34 | 3.8 | 4 | 3.97 | 3.66 | 3.75 | 3.61 | 2.96 | 0.01 | 0 | N | South | ID | Waiting for: TRTP
GLNARM_7_UNIT 1 | LA Basin | GLEN ARM UNIT 1 | 22.07 | 22.07 | 22.07 | 22.07 | 22.07 | 22.07 | 22.07 | 22.07 | 22.07 | 22.07 | 22.07 | 22.07 | Y | South | FC
GLNARM_7_UNIT 2 | LA Basin | GLEN ARM UNIT 2 | 22.3 | 22.3 | 22.3 | 22.3 | 22.3 | 22.3 | 22.3 | 22.3 | 22.3 | 22.3 | 22.3 | 22.3 | Y | South | FC
GLNARM_7_UNIT 3 | LA Basin | GLEN ARM UNIT 3 | 44.83 | 44.83 | 44.83 | 44.83 | 44.83 | 44.83 | 44.83 | 44.83 | 44.83 | 44.83 | 44.83 | 44.83 | Y | South | FC
GLNARM_7_UNIT 4 | LA Basin | GLEN ARM UNIT 4 | 42.42 | 42.42 | 42.42 | 42.42 | 42.42 | 42.42 | 42.42 | 42.42 | 42.42 | 42.42 | 42.42 | 42.42 | Y | South | FC
GLOW_6_SOLAR | Big Creek-Ventura | Antelope Power Plant | [12 empty] | N | South | EO | bar: JAN to DEC
GOLDHL_1_QF | Sierra | SMALL QF AGGREGATION - PLACERVILLE | 0 | 0 | 0 | 0 | 0 | 0 | 0 | 0 | 0 | 0 | 0 | 0 | N | North | FC
GOLETA_2_QF | Big Creek-Ventura | GOLETA QFS | 0.05 | 0.05 | 0.04 | 0.05 | 0.05 | 0.06 | 0.07 | 0.08 | 0.07 | 0.04 | 0.04 | 0.03 | N | South | FC
GOLETA_6_ELLWOD | Big Creek-Ventura | ELLWOOD ENERGY SUPPORT FACILITY | 54 | 54 | 54 | 54 | 54 | 54 | 54 | 54 | 54 | 54 | 54 | 54 | Y | South | FC
GOLETA_6_EXGEN | Big Creek-Ventura | EXXON COMPANY USA | 2.91 | 3.47 | 6.43 | 5.9 | 1.38 | 1.19 | 0.67 | 0.44 | 0.62 | 0.57 | 0.49 | 2.61 | N | South | FC
GOLETA_6_GAVOTA | Big Creek-Ventura | Point Arguello Pipeline Company | 0.64 | 0.63 | 0.73 | 0.68 | 0.65 | 0.6 | 0.7 | 0.68 | 0.5 | 0.7 | 0.55 | 0.63 | N | South | FC
GOLETA_6_TAJIGS | Big Creek-Ventura | GOLETA_6_TAJIGS | 2.85 | 2.12 | 2.39 | 2.79 | 2.85 | 2.84 | 2.68 | 2.9 | 2.86 | 2.73 | 2.79 | 2.93 | N | South | FC
GONZLS_6_UNIT | CAISO System | Johnson Canyon Landfill | 1.07 | 0.75 | 0.76 | 0.85 | 0.95 | 1.13 | 1.21 | 1.22 | 1.19 | 1.18 | 1.04 | 0.76 | N | North | ID | 14DGD: Waiting for TRTP and possibly other
GOOSLK_1_SOLAR1 | CAISO System | Goose Lake | 0 | 0.12 | 0.72 | 8.64 | 8.88 | 9.12 | 8.28 | 8.28 | 8.4 | 6.72 | 0 | 0 | N | North | ID | C3&4: Waiting for TRTP and possibly other
GRIDLY_6_SOLAR | Sierra | GRIDLEY MAIN TWO | [12 empty] | N | North | EO | bar: JAN to DEC
GRIZLY_1_UNIT 1 | CAISO System | GRIZZLY HYDRO | 17.7 | 17.7 | 17.7 | 17.7 | 17.7 | 17.7 | 17.7 | 17.7 | 17.7 | 17.7 | 17.7 | 17.7 | Y | North | FC
GRNLF1_1_UNITS | Sierra | GREENLEAF #1 COGEN AGGREGATE | 49.2 | 48.85 | 48.54 | 48.11 | 47.46 | 46.96 | 46.9 | 46.96 | 47.06 | 47.74 | 48.6 | 49.16 | Y | North | FC
GRNLF2_1_UNIT | Sierra | GREENLEAF II COGEN | 35.62 | 33 | 30.01 | 31 | 34.96 | 35.89 | 39.95 | 35.01 | 32.82 | 37.82 | 26.34 | 21.48 | N | North | FC
GRNVLY_7_SCLAND | CAISO System | SANTA CRUZ LANDFILL GENERATING PLANT | 2.25 | 2.24 | 2.22 | 2.1 | 1.81 | 1.93 | 2.13 | 2.16 | 2.23 | 2.19 | 2.15 | 2 | N | North | FC
GRSCRK_6_BGCKWW | Humboldt | BIG CREEK WATER WORKS - CEDAR FLAT | 0 | 0.22 | 1.09 | 1.01 | 0.26 | 0.11 | 0 | 0 | 0 | 0 | 0 | 0.74 | N | North | FC
GRZZLY_1_BERKLY | Bay Area | PE - BERKELEY, INC. | 21.96 | 16.56 | 19.06 | 19.02 | 22.91 | 22.72 | 21.53 | 24.02 | 19.59 | 16.58 | 15.49 | 16.28 | N | North | FC
GUERNS_6_SOLAR | Fresno | Guernsey Solar Station | 0.05 | 0.34 | 1.48 | 16.13 | 16.86 | 16.62 | 14.98 | 14.74 | 13.93 | 10.96 | 0.03 | 0.02 | N | North | ID | C3&4: Waiting for TRTP and possibly other
GWFPWR_1_UNITS | Fresno | HANFORD PEAKER PLANT | 84.4 | 84.4 | 84.4 | 84.4 | 84.4 | 84.4 | 84.4 | 84.4 | 84.4 | 84.4 | 84.4 | 84.4 | Y | North | FC
GYS5X6_7_UNITS | NCNB | GEYSERS UNITS 5 & 6 AGGREGATE | 85 | 85 | 85 | 85 | 85 | 85 | 85 | 85 | 85 | 85 | 85 | 85 | Y | North | FC
GYS7X8_7_UNITS | NCNB | GEYSERS UNITS 7 & 8 AGGREGATE | 76 | 76 | 76 | 76 | 76 | 76 | 76 | 76 | 76 | 76 | 76 | 76 | Y | North | FC
GYSRVL_7_WSPRNG | NCNB | Sonoma CWA Warm Springs Hydro | 0.95 | 1.6 | 0.93 | 1.34 | 1.28 | 1.39 | 1.46 | 1.48 | 1.08 | 1.27 | 1.51 | 1.46 | N | North | FC
HAASPH_7_PL1X2 | Fresno | HAAS PH UNIT 1 & 2 AGGREGATE | 136.31 | 136.05 | 136.39 | 136.44 | 136.88 | 139.81 | 138.59 | 136.3 | 138.81 | 142.9 | 140.74 | 136.54 | Y | North | FC
HALSEY_6_UNIT | Sierra | HALSEY HYDRO | 5.69 | 5.86 | 4.38 | 5.14 | 7.5 | 7.23 | 7.52 | 6.44 | 6.33 | 4.97 | 2.29 | 1.92 | Y | North | FC
HARBGN_7_UNITS | LA Basin | HARBOR COGEN COMBINED CYCLE | 100 | 100 | 100 | 100 | 100 | 100 | 100 | 100 | 100 | 100 | 100 | 100 | Y | South | FC
HATCR1_7_UNIT | CAISO System | Hat Creek #1 | 3.72 | 3.6 | 3.7 | 2.92 | 2.99 | 3.22 | 3.08 | 2.75 | 2.59 | 2.7 | 3.19 | 3.4 | Y | North | FC
HATCR2_7_UNIT | CAISO System | Hat Creek #2 | 5.04 | 4.93 | 5.05 | 4.21 | 4.36 | 4.44 | 4.28 | 3.95 | 3.82 | 4.25 | 4.84 | 5.09 | Y | North | FC
HATLOS_6_LSCRK | CAISO System | Lost Creek 1 & 2 Hydro Conversion | 0.86 | 0.85 | 0.84 | 0.84 | 0.83 | 0.78 | 0.76 | 0.68 | 0.69 | 0.79 | 0.8 | 0.85 | Y | North | FC
HATLOS_6_QFUNTS | CAISO System | HAT CREEK HYDRO QF UNITS | 1.2 | 1.21 | 1.21 | 1.21 | 1.22 | 1.17 | 1.16 | 1.04 | 1.05 | 1.2 | 1.25 | 1.23 | N | North | FC
HATRDG_2_WIND | CAISO System | Hatchet Ridge Wind Farm | 14.33 | 23.17 | 32.55 | 21.61 | 18.7 | 12.94 | 26.63 | 31.7 | 22.77 | 7.74 | 10.95 | 22.88 | N | North | FC
HAYPRS_6_QFUNTS | Sierra | HAYPRESS HYDRO QF UNITS | 0.41 | 0.52 | 1.53 | 4.69 | 4.94 | 0.44 | 0 | 0 | 0 | 0 | 0.14 | 1.19 | N | North | FC
HELMPG_7_UNIT 1 | Fresno | HELMS PUMP-GEN UNIT 1 | 404 | 404 | 404 | 404 | 404 | 404 | 404 | 404 | 404 | 404 | 404 | 404 | Y | North | FC
HELMPG_7_UNIT 2 | Fresno | HELMS PUMP-GEN UNIT 2 | 404 | 404 | 404 | 404 | 404 | 404 | 404 | 404 | 404 | 404 | 404 | 404 | Y | North | FC
HELMPG_7_UNIT 3 | Fresno | HELMS PUMP-GEN UNIT 3 | 404 | 404 | 404 | 404 | 404 | 404 | 404 | 404 | 404 | 404 | 404 | 404 | Y | North | FC
HENRTA_6_UNITA1 | Fresno | GWF HENRIETTA PEAKER PLANT UNIT 1 | 45.33 | 45.33 | 45.33 | 45.33 | 45.33 | 45.33 | 45.33 | 45.33 | 45.33 | 45.33 | 45.33 | 45.33 | Y | North | FC
HENRTA_6_UNITA2 | Fresno | GWF HENRIETTA PEAKER PLANT UNIT 2 | 45.23 | 45.23 | 45.23 | 45.23 | 45.23 | 45.23 | 45.23 | 45.23 | 45.23 | 45.23 | 45.23 | 45.23 | Y | North | FC
HICKS_7_GUADLP | Bay Area | GAS RECOVERY SYS. (GUADALUPE) | 1.03 | 0.97 | 0.9 | 1.16 | 1.45 | 1.43 | 1.38 | 1.23 | 1.34 | 1.39 | 1.39 | 0.7 | N | North | FC
HIDSRT_2_UNITS | CAISO System | HIGH DESERT POWER PROJECT AGGREGATE | 746 | 746 | 746 | 746 | 746 | 746 | 746 | 746 | 746 | 746 | 746 | 746 | Y | South | FC
HIGGNS_1_COMBIE | Sierra | Combie South | 0.43 | 0.48 | 0.71 | 0.74 | 0.45 | 0 | 0 | 0 | 0 | 0 | 0.06 | 0.71 | N | North | FC
HIGGNS_7_QFUNTS | Sierra | HIGGNS_7_QFUNTS | 0.1 | 0.1 | 0.13 | 0.24 | 0.25 | 0.26 | 0.25 | 0.24 | 0.22 | 0.09 | 0.03 | 0.18 | N | North | FC
HILAND_7_YOLOWD | NCNB | CLEAR LAKE UNIT 1 | [12 empty] | N | North | EO | bar: JAN to DEC
HINSON_6_CARBGN | LA Basin | BP WILMINGTON CALCINER | 27.9 | 27.67 | 22.69 | 19.53 | 19.33 | 26.28 | 27.06 | 29.36 | 29.13 | 20.32 | 24.71 | 26.61 | N | South | FC
HINSON_6_LBECH1 | LA Basin | HINSON_6_LBECH1 | 65 | 65 | 65 | 65 | 65 | 65 | 65 | 65 | 65 | 65 | 65 | 65 | Y | South | FC
HINSON_6_LBECH2 | LA Basin | HINSON_6_LBECH2 | 65 | 65 | 65 | 65 | 65 | 65 | 65 | 65 | 65 | 65 | 65 | 65 | Y | South | FC
HINSON_6_LBECH3 | LA Basin | HINSON_6_LBECH3 | 65 | 65 | 65 | 65 | 65 | 65 | 65 | 65 | 65 | 65 | 65 | 65 | Y | South | FC
HINSON_6_LBECH4 | LA Basin | HINSON_6_LBECH4 | 65 | 65 | 65 | 65 | 65 | 65 | 65 | 65 | 65 | 65 | 65 | 65 | Y | South | FC
HINSON_6_SERRGN | LA Basin | CITY OF LONG BEACH | 26.93 | 26.74 | 26.55 | 22.88 | 20.25 | 29.28 | 26.79 | 25.73 | 27.14 | 21.83 | 25.44 | 26.23 | N | South | FC
HIWAY_7_ACANYN | NCNB | GAS RECOVERY(AMERICA CANYON) | 0.33 | 0.35 | 0.33 | 0.24 | 0.32 | 0.18 | 0.13 | 0.18 | 0.18 | 0.2 | 0.16 | 0.19 | N | North | FC
HMLTBR_6_UNITS | CAISO System | HAMILTON BRANCH PH (AGGREGATE) | 0.73 | 0.95 | 1.01 | 2.1 | 1.06 | 1.08 | 4.9 | 4.9 | 0.54 | 0.67 | 0.73 | 0.7 | Y | North | FC
HNTGBH_7_UNIT 1 | LA Basin | HUNTINGTON BEACH GEN STA. UNIT 1 | 225.75 | 225.75 | 225.75 | 225.75 | 225.75 | 225.75 | 225.75 | 225.75 | 225.75 | 225.75 | 225.75 | 225.75 | Y | South | FC
HNTGBH_7_UNIT 2 | LA Basin | HUNTINGTON BEACH GEN STA. UNIT 2 | 225.8 | 225.8 | 225.8 | 225.8 | 225.8 | 225.8 | 225.8 | 225.8 | 225.8 | 225.8 | 225.8 | 225.8 | Y | South | FC
HOLGAT_1_BORAX | CAISO System | U.S. Borax, Unit 1 | 22 | 20.58 | 21.49 | 8.5 | 19.51 | 19.29 | 17.3 | 17.01 | 17.78 | 19.55 | 20.82 | 21.76 | N | South | FC
HOLSTR_1_SOLAR | CAISO System | San Benito Smart Park | [12 empty] | N | North | EO | bar: JAN to DEC
HOLSTR_1_SOLAR2 | CAISO System | Ecos Energy Hollister Project | 0 | 0.02 | 0.09 | 1.08 | 1.11 | 1.14 | 1.04 | 1.04 | 1.05 | 0.84 | 0 | 0 | N | North | ID | 13DGD: Waiting for TRTP and possibly other
HUMBPP_1_UNITS3 | Humboldt | Humboldt Bay Generating Station 3 | 65 | 65 | 65 | 65 | 65 | 65 | 65 | 65 | 65 | 65 | 65 | 65 | Y | North | FC
HUMBPP_6_UNITS | Humboldt | Humboldt Bay Generating Station 1 | 97.62 | 97.62 | 97.62 | 97.62 | 97.62 | 97.62 | 97.62 | 97.62 | 97.62 | 97.62 | 97.62 | 97.62 | Y | North | FC
HUMBSB_1_QF | Humboldt | SMALL QF AGGREGATION - TRINITY | 0 | 0 | 0 | 0 | 0 | 0 | 0 | 0 | 0 | 0 | 0 | 0 | N | North | FC
HURON_6_SOLAR | Fresno | Huron Solar Station | 0.04 | 0.24 | 1.29 | 14.45 | 15.26 | 14.8 | 13.4 | 13.74 | 13.4 | 10.52 | 0.02 | 0.02 | N | North | ID | C3&4: Waiting for TRTP and possibly other
HYTTHM_2_UNITS | CAISO System | HYATT-THERMALITO PUMP-GEN (AGGREGATE) | 103.2 | 41.36 | 67.89 | 201.23 | 422 | 529.56 | 466.32 | 402.4 | 339.93 | 231.84 | 272.14 | 188.85 | Y | South | FC
IGNACO_1_QF | NCNB | SMALL QF AGGREGATION - VALLEJO/DINSMORE | 0 | 0.02 | 0.04 | 0.03 | 0.03 | 0.02 | 0.01 | 0 | 0.02 | 0.03 | 0.01 | 0.03 | N | North | FC
INDIGO_1_UNIT 1 | LA Basin | INDIGO PEAKER UNIT 1 | 42 | 42 | 42 | 42 | 42 | 42 | 42 | 42 | 42 | 42 | 42 | 42 | Y | South | FC
INDIGO_1_UNIT 2 | LA Basin | INDIGO PEAKER UNIT 2 | 42 | 42 | 42 | 42 | 42 | 42 | 42 | 42 | 42 | 42 | 42 | 42 | Y | South | FC
INDIGO_1_UNIT 3 | LA Basin | INDIGO PEAKER UNIT 3 | 42 | 42 | 42 | 42 | 42 | 42 | 42 | 42 | 42 | 42 | 42 | 42 | Y | South | FC
INDVLY_1_UNITS | NCNB | INDIAN VALLEY HYDRO | 0.02 | 0.03 | 0.37 | 0.5 | 1.22 | 1.72 | 1.58 | 1.11 | 0.85 | 0.18 | 0.01 | 0.01 | N | North | FC
INLDEM_5_UNIT 1 | LA Basin | Inland Empire Energy Center, Unit 1 | 365 | 365 | 365 | 360 | 350 | 340 | 335 | 335 | 340 | 350 | 360 | 365 | Y | South | FC
INLDEM_5_UNIT 2 | LA Basin | Inland Empire Energy Center, Unit 2 | 365 | 365 | 365 | 360 | 350 | 340 | 335 | 335 | 340 | 350 | 360 | 365 | Y | South | FC
INSKIP_2_UNIT | CAISO System | INSKIP HYDRO | 4.99 | 4.85 | 5.79 | 6.19 | 6.12 | 5.31 | 3.87 | 3.22 | 3.02 | 3.34 | 3.49 | 3.89 | Y | North | FC
INTKEP_2_UNITS | CAISO System | CCSF Hetch_Hetchy Hydro Aggregate | 307 | 307 | 307 | 307 | 307 | 307 | 307 | 307 | 239 | 300 | 307 | 307 | Y | North | FC
INTTRB_6_UNIT | Fresno | Intl Wind Turb Research (Dinosaur Point) | 0.11 | 0.45 | 1.07 | 0.6 | 2.49 | 3.03 | 4.15 | 2.94 | 0.74 | 0.45 | 0.09 | 0.21 | N | North | FC
IVANPA_1_UNIT1 | CAISO System | Ivanpah 1 | 0.97 | 8.16 | 18.63 | 74.45 | 79 | 98.6 | 99.04 | 92.22 | 90 | 59.5 | 3.07 | 1.64 | N | South | FC
IVANPA_1_UNIT2 | CAISO System | Ivanpah 2 | 1.04 | 8.81 | 20.11 | 80.38 | 85.29 | 106.44 | 106.92 | 99.56 | 97.16 | 64.23 | 3.31 | 1.77 | N | South | FC
IVANPA_1_UNIT3 | CAISO System | Ivanpah 3 | 1.04 | 8.81 | 20.11 | 80.38 | 85.29 | 106.44 | 106.92 | 99.56 | 97.16 | 64.23 | 3.31 | 1.77 | N | South | FC
IVSLRP_2_SOLAR1 | San Diego-IV | Silver Ridge Mount Signal | 0.5 | 2.61 | 14.28 | 148.42 | 158.79 | 150.87 | 127.01 | 150.82 | 142.81 | 114.09 | 0.29 | 0.19 | N | South | FC
JAKVAL_2_IONE | CAISO System | JACKSON VALLEY ENERG PTNRS (IONE) | 0 | 0 | 0 | 0 | 0 | 0 | 0 | 0 | 0 | 0 | 0 | 0 | N | North | FC
JAKVAL_6_UNITG1 | CAISO System | BUENA VISTA | 9.96 | 10.05 | 9.14 | 8.86 | 9.48 | 11.18 | 11.51 | 11.28 | 10.98 | 9.36 | 9.46 | 9.84 | N | North | FC
JAWBNE_2_NSRWND | CAISO System | North Sky River Wind Project | 4.93 | 23.57 | 46.08 | 67.28 | 80.59 | 63.65 | 38.66 | 41.53 | 32.62 | 17.84 | 5.32 | 6.47 | N | South | FC
JAWBNE_2_SRWND | CAISO System | Sky River | 4.06 | 11.34 | 16.58 | 18.15 | 22 | 16.83 | 10.41 | 9.7 | 8.05 | 5.85 | 5.21 | 4.24 | N | South | FC
JAYNE_6_WLSLR | Fresno | Westlands Solar Farm PV 1 | [12 empty] | N | North | EO | bar: JAN to DEC
JESSUP_1_HUDSON | CAISO System | Kiara Anderson | 4.39 | 3.49 | 3.6 | 3.72 | 4.16 | 4.51 | 3.99 | 3.65 | 3.14 | 2.78 | 1.99 | 2.77 | N | North | ID | C3&4: Waiting for TRTP and possibly other
JOHANN_6_QFA1 | LA Basin | JOHANNA QF | 0 | 0 | 0 | 0 | 0 | 0 | 0 | 0 | 0 | 0 | 0 | 0 | N | South | FC
JVENTR_2_QFUNTS | CAISO System | TRES VAQUEROS WIND QF UNITS | 0.02 | 0.05 | 0.08 | 0.03 | 0.15 | 0.13 | 0.08 | 0.07 | 0.05 | 0.03 | 0.01 | 0 | N | North | FC
KANAKA_1_UNIT | Sierra | KANAKA | 0.16 | 0.05 | 0.23 | 0.21 | 0.06 | 0 | 0 | 0 | 0 | 0 | 0.04 | 0.41 | N | North | FC
KANSAS_6_SOLAR | Fresno | RE Kansas South | [12 empty] | N | North | EO | bar: JAN to DEC
KEARNY_7_KY2 | San Diego-IV | KEARNY GT2 AGGREGATE | 59 | 59 | 59 | 59 | 59 | 59 | 59 | 59 | 59 | 59 | 59 | 59 | Y | South | FC
KEARNY_7_KY3 | San Diego-IV | KEARNY GT3 AGGREGATE | 61 | 61 | 61 | 61 | 61 | 61 | 61 | 61 | 61 | 61 | 61 | 61 | Y | South | FC
KEKAWK_6_UNIT | Humboldt | STS HYDROPOWER LTD. (KEKAWAKA) | 0.6 | 0.46 | 2.09 | 1.47 | 0.06 | 0 | 0 | 0 | 0 | 0 | 0.28 | 2.44 | N | North | FC
KELSO_2_UNITS | Bay Area | Mariposa Energy | 195.54 | 194.04 | 194.06 | 193.55 | 187.74 | 188.11 | 188.29 | 188.29 | 187.92 | 192.9 | 194.29 | 195.54 | Y | North | FC
KELYRG_6_UNIT | Sierra | KELLY RIDGE HYDRO | 10 | 10 | 10 | 10 | 10 | 10 | 10 | 10 | 10 | 10 | 10 | 10 | Y | North | FC
KERKH1_7_UNIT 1 | Fresno | KERKHOFF PH 1 UNIT #1 | 13 | 13 | 13 | 13 | 13 | 13 | 13 | 13 | 13 | 13 | 13 | 13 | Y | North | FC
KERKH1_7_UNIT 2 | Fresno | KERKHOFF PH 1 UNIT #2 | 0 | 0 | 0 | 0 | 0 | 0 | 0 | 0 | 0 | 0 | 0 | 0 | Y | North | FC
KERKH1_7_UNIT 3 | Fresno | KERKHOFF PH 1 UNIT #3 | 12.8 | 12.8 | 12.8 | 12.8 | 12.8 | 12.8 | 12.8 | 12.8 | 12.8 | 12.8 | 12.8 | 12.8 | Y | North | FC
KERKH2_7_UNIT 1 | Fresno | KERKHOFF PH 2 UNIT #1 | 153.9 | 153.9 | 153.9 | 153.9 | 153.9 | 153.9 | 153.9 | 153.9 | 153.9 | 153.9 | 153.9 | 153.9 | Y | North | FC
KERNFT_1_UNITS | Kern | KERN FRONT LIMITED | 47 | 47 | 47 | 47 | 47 | 47 | 47 | 47 | 47 | 47 | 47 | 47 | Y | North | FC
KERNRG_1_UNITS | CAISO System | AERA ENERGY (SOUTH BELRIDGE) | 0.02 | 0.01 | 0.01 | 0.01 | 0.71 | 0.32 | 0.01 | 0.16 | 0.17 | 0.11 | 0.02 | 0.01 | N | North | FC
KERRGN_1_UNIT 1 | Big Creek-Ventura | KERN RIVER HYDRO UNITS 1-4 AGGREGATE | 10.21 | 3.44 | 12.09 | 14.86 | 23.81 | 24.04 | 19.73 | 13.7 | 5.17 | 5.93 | 5.95 | 7.83 | N | South | FC
KILARC_2_UNIT 1 | CAISO System | KILARC HYDRO | 1.91 | 1.88 | 2.25 | 2.53 | 2.46 | 2.1 | 1.71 | 1.45 | 1.2 | 1.22 | 1.4 | 1.41 | Y | North | FC
KINGCO_1_KINGBR | Fresno | Kingsburg Cogen | 8.95 | 7.57 | 5.99 | 8.66 | 8.23 | 19.44 | 23.08 | 23.71 | 19.01 | 7.6 | 8.32 | 14.08 | Y | North | FC
KINGRV_7_UNIT 1 | Fresno | KINGS RIVER HYDRO UNIT 1 | 51.2 | 51.2 | 51.2 | 51.2 | 51.2 | 51.2 | 51.2 | 51.2 | 51.2 | 51.2 | 51.2 | 51.2 | Y | North | FC
KIRKER_7_KELCYN | Bay Area | KELLER CANYON LANDFILL GEN FACILICITY | 3.46 | 3.15 | 3.14 | 3.39 | 3.31 | 3.29 | 3.51 | 3.27 | 3.13 | 3.3 | 3.43 | 3.44 | N | North | FC
KNGBRG_1_KBSLR1 | Fresno | Kingsburg1 | [12 empty] | N | North | EO | bar: JAN to DEC
KNGBRG_1_KBSLR2 | Fresno | Kingsburg2 | [12 empty] | N | North | EO | bar: JAN to DEC
KNGCTY_6_UNITA1 | CAISO System | King City Energy Center, Unit #1 | 44.6 | 44.6 | 44.6 | 44.6 | 44.6 | 44.6 | 44.6 | 44.6 | 44.6 | 44.6 | 44.6 | 44.6 | Y | North | FC
KNTSTH_6_SOLAR | Fresno | Kent South | [12 empty] | N | North | EO | bar: JAN to DEC
KRAMER_1_SEGS37 | CAISO System | LUZ SOLAR PARTNERS 3-7 AGGREGATE | 1.03 | 12.77 | 24.81 | 129.66 | 83.01 | 166.35 | 159.69 | 164.31 | 157.92 | 78.33 | 0.17 | 0.61 | N | South | FC
KRAMER_2_SEGS89 | CAISO System | LUZ SOLAR PARTNERS 8-9 AGGREGATE | 0.65 | 7.46 | 32.67 | 146.41 | 147.58 | 176.07 | 161.68 | 168.73 | 162.93 | 96.46 | 0.46 | 0.37 | N | South | FC
KRNCNY_6_UNIT | CAISO System | KERN CANYON | 2.12 | 2.42 | 2.26 | 1.68 | 4.71 | 6.49 | 5.74 | 3.52 | 1.53 | 1.01 | 1.03 | 1.07 | Y | North | FC
SLUISP_2_UNITS | CAISO System | SAN LUIS (GIANELLI) PUMP-GEN (AGGREGATE) | 8.8 | 28.95 | 0 | 34.31 | 77.78 | 101.52 | 49.3 | 22.74 | 0.02 | 22.66 | 0 | 0 | N | South | FC
LACIEN_2_VENICE | LA Basin | MWD Venice Hydroelectric Recovery Plant | 0.03 | 0 | 0 | 0 | 0 | 0.32 | 1.2 | 1.38 | 0.05 | 0 | 0 | 0 | N | South | FC
LAFRES_6_QF | LA Basin | LA FRESA QFS | 0 | 0 | 0 | 0 | 0 | 0 | 0 | 0 | 0 | 0 | 0 | 0 | N | South | FC
LAGBEL_6_QF | LA Basin | LAGUNA BELL QFS | 9.49 | 9.57 | 9.37 | 3.83 | 8.24 | 9.68 | 9.73 | 9.79 | 9.51 | 9.09 | 9.13 | 8.12 | N | South | FC
LAKHDG_6_UNIT 1 | San Diego-IV | Lake Hodges Pumped Storage-Unit1 | 20 | 20 | 20 | 20 | 20 | 20 | 20 | 20 | 20 | 20 | 20 | 20 | Y | South | FC
LAKHDG_6_UNIT 2 | San Diego-IV | Lake Hodges Pumped Storage-Unit2 | 20 | 20 | 20 | 20 | 20 | 20 | 20 | 20 | 20 | 20 | 20 | 20 | Y | South | FC
LAMONT_1_SOLAR1 | CAISO System | Regulus Solar, LLC | 0.15 | 0.75 | 3.74 | 43.01 | 44.38 | 45.4 | 41.46 | 41.54 | 42.27 | 33.35 | 0.08 | 0.06 | N | North | FC
LAPAC_6_UNIT | Humboldt | LOUISIANA PACIFIC SAMOA | 20 | 20 | 20 | 20 | 20 | 20 | 20 | 20 | 20 | 20 | 20 | 20 | N | North | FC
LAPLMA_2_UNIT 1 | CAISO System | La Paloma Generating Plant Unit #1 | 259.8 | 259.8 | 259.8 | 259.8 | 259.8 | 259.8 | 259.8 | 259.8 | 259.8 | 259.8 | 259.8 | 259.8 | Y | North | FC
LAPLMA_2_UNIT 2 | CAISO System | La Paloma Generating Plant Unit #2 | 260.2 | 260.2 | 260.2 | 260.2 | 260.2 | 260.2 | 260.2 | 260.2 | 260.2 | 260.2 | 260.2 | 260.2 | Y | North | FC
LAPLMA_2_UNIT 3 | CAISO System | La Paloma Generating Plant Unit #3 | 256.15 | 256.15 | 256.15 | 256.15 | 256.15 | 256.15 | 256.15 | 256.15 | 256.15 | 256.15 | 256.15 | 256.15 | Y | North | FC
LAPLMA_2_UNIT 4 | CAISO System | LA PALOMA GENERATING PLANT, UNIT #4 | 259.54 | 259.54 | 259.54 | 259.54 | 259.54 | 259.54 | 259.54 | 259.54 | 259.54 | 259.54 | 259.54 | 259.54 | Y | North | FC
LARKSP_6_UNIT 1 | San Diego-IV | LARKSPUR PEAKER UNIT 1 | 46 | 46 | 46 | 46 | 46 | 46 | 46 | 46 | 46 | 46 | 46 | 46 | Y | South | FC
LARKSP_6_UNIT 2 | San Diego-IV | LARKSPUR PEAKER UNIT 2 | 46 | 46 | 46 | 46 | 46 | 46 | 46 | 46 | 46 | 46 | 46 | 46 | Y | South | FC
LAROA1_2_UNITA1 | San Diego-IV | LR1 | 165 | 165 | 165 | 165 | 165 | 165 | 165 | 165 | 165 | 165 | 165 | 165 | Y | South | FC
LAROA2_2_UNITA1 | San Diego-IV | LR2 | 322 | 322 | 322 | 322 | 322 | 322 | 322 | 322 | 322 | 322 | 322 | 322 | Y | South | FC
LASSEN_6_AGV1 | CAISO System | AGV 1 | 1.52 | 1.53 | 1.49 | 1.07 | 1.05 | 1 | 0.99 | 0.95 | 0.95 | 0.97 | 0.99 | 1 | N | North | FC
LASSEN_6_UNITS | CAISO System | LASSEN AREA QF AGGREGATION | 22.3 | 22.26 | 24.04 | 7.71 | 25.94 | 27.69 | 26.1 | 25.05 | 27.91 | 22.74 | 27.02 | 24.23 | N | North | FC
LAWRNC_7_SUNYVL | Bay Area | City of Sunnyvale Unit 1 and 2 | 0.13 | 0.14 | 0.13 | 0.14 | 0.13 | 0.13 | 0.15 | 0.12 | 0.13 | 0.16 | 0.14 | 0.08 | N | North | FC
LEBECS_2_UNITS | Big Creek-Ventura | Pastoria Energy Facility | 750.66 | 750.66 | 740 | 725 | 715 | 715 | 715 | 715 | 715 | 720 | 735 | 750.66 | Y | South | FC
LECEF_1_UNITS | Bay Area | LOS ESTEROS ENERGY FACILITY AGGREGATE | 293.88 | 293.88 | 293.88 | 293.88 | 293.88 | 293.88 | 293.88 | 293.88 | 293.88 | 293.88 | 293.88 | 293.88 | Y | North | FC
LEPRFD_1_KANSAS | Fresno | Kansas | 0.05 | 0.25 | 1.25 | 14.34 | 14.79 | 15.13 | 13.82 | 13.85 | 14.09 | 11.12 | 0.03 | 0.02 | N | North | ID | C3&4: Waiting for TRTP and possibly other
LEWSTN_7_WEBRFL | CAISO System | PAN PACIFIC (WEBER FLAT) | 0 | 0 | 0 | 0 | 0 | 0 | 0 | 0 | 0 | 0 | 0 | 0 | N | North | FC
LFC 51_2_UNIT 1 | Bay Area | PATTERSON PASS WIND FARM LLC | 0 | 0.25 | 1.02 | 0.63 | 1.31 | 0.96 | 1.81 | 2.02 | 0.97 | 0.42 | 0 | 0 | N | North | FC
LGHTHP_6_ICEGEN | LA Basin | CARSON COGENERATION | 48 | 48 | 41.14 | 48 | 48 | 48 | 48 | 48 | 48 | 36.46 | 37.54 | 37.26 | Y | South | FC
LGHTHP_6_QF | LA Basin | LIGHTHIPE QFS | 0.58 | 0.53 | 0.43 | 0.4 | 0.36 | 0.46 | 0.36 | 0.3 | 0.31 | 0.22 | 0.09 | 0.26 | N | South | FC
LHILLS_6_SOLAR1 | CAISO System | Lost Hills Solar | 0 | 0.2 | 1.2 | 14.4 | 14.8 | 15.2 | 13.8 | 13.8 | 14 | 11.2 | 0 | 0 | N | North | ID | C3&4: Waiting for TRTP and possibly other
LITLRK_6_SEPV01 | Big Creek-Ventura | Gestamp Solar 1 | [12 empty] | N | South | EO | bar: JAN to DEC
LITLRK_6_SOLAR1 | Big Creek-Ventura | Lancaster Little Rock C | 0 | 0.05 | 0.3 | 3.6 | 3.7 | 3.8 | 3.45 | 3.45 | 3.5 | 2.8 | 0 | 0 | N | South | ID | Waiting for: TRTP
LIVEOK_6_SOLAR | Sierra | Pristine Sun Harris | 0 | 0.02 | 0.08 | 0.9 | 0.92 | 0.95 | 0.86 | 0.87 | 0.88 | 0.69 | 0 | 0 | N | North | ID | 15DGD: Waiting for TRTP and possibly other
LIVOAK_1_UNIT 1 | Kern | LIVE OAK LIMITED | 46.35 | 45.97 | 43.08 | 45.15 | 41.77 | 42.19 | 41.52 | 41.14 | 40.9 | 29.44 | 44.21 | 41.96 | Y | North | FC
LMBEPK_2_UNITA1 | Bay Area | Lambie Energy Center, Unit #1 | 48 | 48 | 48 | 48 | 47 | 47 | 47 | 47 | 47 | 48 | 48 | 48 | Y | North | FC
LMBEPK_2_UNITA2 | Bay Area | Creed Energy Center, Unit #1 | 48 | 48 | 48 | 48 | 47 | 47 | 46 | 46 | 46 | 48 | 48 | 48 | Y | North | FC
LMBEPK_2_UNITA3 | Bay Area | Goose Haven Energy Center, Unit #1 | 48 | 48 | 48 | 48 | 47 | 47 | 47 | 47 | 47 | 48 | 48 | 48 | Y | North | FC
LMEC_1_PL1X3 | Bay Area | Los Medanos Energy Center AGGREGATE | 561.29 | 561.29 | 561.29 | 561.29 | 556 | 556 | 556 | 556 | 556 | 561.29 | 561.29 | 561.29 | Y | North | FC
LNCSTR_6_SOLAR | Big Creek-Ventura | Sierra Sun Tower, LLC | 0.03 | 0.41 | 1.18 | 5.95 | 5.42 | 7.31 | 6.74 | 7.02 | 6.72 | 3.62 | 0.02 | 0.02 | N | South | ID | Waiting for: TRTP
LOCKFD_1_BEARCK | Stockton | Bear Creek Solar | [12 empty] | N | North | EO | bar: JAN to DEC
LOCKFD_1_KSOLAR | Stockton | Kettleman Solar | [12 empty] | N | North | EO | bar: JAN to DEC
LODI25_2_UNIT 1 | Stockton | LODI GAS TURBINE | 22.7 | 22.7 | 22.7 | 22.7 | 22.7 | 22.7 | 22.7 | 22.7 | 22.7 | 22.7 | 22.7 | 22.7 | Y | North | FC
LODIEC_2_PL1X2 | Sierra | Lodi Energy Center | 280 | 280 | 280 | 280 | 280 | 280 | 280 | 280 | 280 | 280 | 280 | 280 | Y | North | FC
LOWGAP_1_SUPHR | Humboldt | Mill & Sulphur Creek Hydro | 0.41 | 0.36 | 0.44 | 0.51 | 0.59 | 0.57 | 0.59 | 0.52 | 0.46 | 0.32 | 0.31 | 0.31 | N | North | FC
LOWGAP_7_QFUNTS | CAISO System | LOWGAP_7_QFUNTS | 0.78 | 0.73 | 1.18 | 1.43 | 0.43 | 0.2 | 0.22 | 0.21 | 0.21 | 0.23 | 0.32 | 0.91 | N | North | FC
MALAGA_1_PL1X2 | Fresno | Malaga Power Aggregate | 96 | 96 | 96 | 96 | 96 | 96 | 96 | 96 | 96 | 96 | 96 | 96 | Y | North | FC
MALCHQ_7_UNIT 1 | CAISO System | MALACHA HYDRO L.P. | 5.72 | 10.02 | 10.76 | 11.81 | 14.37 | 2.01 | 0.01 | 0 | 0 | 0 | 0.49 | 7.87 | N | North | FC
MANZNA_2_WIND | CAISO System | Manzana Wind | 7.34 | 29.31 | 52.05 | 74.58 | 87.78 | 59.47 | 32.82 | 30.92 | 28.65 | 21.43 | 10.21 | 8.05 | N | South | FC
MARTIN_1_SUNSET | Bay Area | Sunset Reservoir - North Basin | 0.01 | 0.04 | 0.17 | 2.34 | 2.52 | 2.19 | 1.84 | 1.88 | 1.81 | 1.37 | 0 | 0 | N | North | FC
MCARTH_6_FRIVRB | CAISO System | Fall River Mills Project B | [12 empty] | N | North | EO | bar: JAN to DEC
MCCALL_1_QF | Fresno | SMALL QF AGGREGATION - FRESNO | 0.35 | 0.35 | 0.29 | 0.36 | 0.42 | 0.57 | 0.61 | 0.58 | 0.55 | 0.43 | 0.31 | 0.31 | N | North | FC
MCSWAN_6_UNITS | Fresno | MC SWAIN HYDRO | 2.51 | 4.09 | 4.22 | 4.24 | 6.59 | 6.17 | 6.9 | 5.82 | 4.32 | 3.35 | 0 | 0 | Y | North | FC
MDFKRL_2_PROJCT | Sierra | MIDDLE FORK AND RALSTON PSP | 204.57 | 204.66 | 206.91 | 209.44 | 212.55 | 212.94 | 210.97 | 208.68 | 206.55 | 205.97 | 203.1 | 201.8 | Y | North | FC
MENBIO_6_RENEW1 | Fresno | CalRENEW - 1(A) | 0.02 | 0.08 | 0.25 | 3.64 | 3.51 | 3.58 | 4.11 | 4.02 | 3.7 | 2.54 | 0.01 | 0.01 | Y | North | FC
MENBIO_6_UNIT | Fresno | MENDOTA BIOMASS POWER | 20.54 | 20.99 | 21.9 | 20.77 | 11.81 | 22.09 | 21.79 | 20.11 | 21.11 | 20.62 | 17.27 | 21.2 | N | North | FC
MERCED_1_SOLAR1 | Fresno | Mission Solar | [12 empty] | N | North | EO | bar: JAN to DEC
MERCED_1_SOLAR2 | Fresno | Merced Solar | [12 empty] | N | North | EO | bar: JAN to DEC
MERCFL_6_UNIT | Fresno | MERCED FALLS | 0.69 | 2.92 | 1.19 | 1.36 | 2.66 | 2.55 | 2.04 | 2.15 | 1.84 | 1.3 | 0 | 0 | Y | North | FC
MESAP_1_QF | CAISO System | SMALL QF AGGREGATION - SAN LUIS OBISPO | 0 | 0 | 0 | 0 | 0 | 0 | 0 | 0 | 0 | 0 | 0 | 0 | N | North | FC
MESAS_2_QF | LA Basin | MESA QFS | 0.28 | 0.25 | 0.19 | 0.24 | 0.12 | 0.03 | 0.24 | 0.04 | 0 | 0 | 0 | 0 | N | South | FC
METCLF_1_QF | Bay Area | SMALL QF AGGREGATION - SANTA CLARA WD | 0.22 | 0.08 | 0.09 | 0.03 | 0 | 0 | 0 | 0 | 0.07 | 0.16 | 0.16 | 0.1 | N | North | FC
METEC_2_PL1X3 | Bay Area | Metcalf Energy Center | 593.16 | 593.16 | 593.16 | 593.16 | 585 | 575 | 570 | 570 | 580 | 593.16 | 593.16 | 593.16 | Y | North | FC
MIDSET_1_UNIT 1 | CAISO System | MIDSET COGEN. CO. | 27.43 | 33.92 | 34.09 | 33.8 | 29.16 | 33.92 | 32.74 | 33.48 | 32.2 | 30.59 | 29.07 | 33.89 | N | North | FC
MIDWAY_1_QF | CAISO System | SMALL QF AGGREGATION - BAKERSFIELD | 0.01 | 0.01 | 0.01 | 0.01 | 0.02 | 0.01 | 0.01 | 0.01 | 0.01 | 0.01 | 0 | 0 | N | North | FC
MIDWD_6_WNDLND | CAISO System | Windland Refresh 1 | 0.28 | 0.89 | 1.48 | 1.37 | 2.31 | 2.19 | 1.26 | 1.11 | 0.79 | 0.52 | 0.29 | 0.41 | N | South | FC
MIDWD_7_CORAMB | CAISO System | CELLC 7.5 MW Tehachapi Project | 0.31 | 1.49 | 1.96 | 2.78 | 3.34 | 2.71 | 1.61 | 1.52 | 1.49 | 0.78 | 0.25 | 0.45 | N | South | FC
MILBRA_1_QF | Bay Area | SMALL QF AGGREGATION - DAILY CITY | 0 | 0 | 0 | 0 | 0 | 0 | 0 | 0 | 0 | 0 | 0 | 0 | N | North | FC
MIRLOM_2_CORONA | LA Basin | MWD Corona Hydroelectric Recovery Plant | 1.47 | 1.95 | 1.88 | 2.24 | 1.44 | 1.54 | 1.47 | 2.03 | 2.17 | 1.84 | 2.13 | 2.19 | N | South | FC
MIRLOM_2_ONTARO | LA Basin | Ontario RT Solar | 0.01 | 0.05 | 0.25 | 3.04 | 3.63 | 3.39 | 2.76 | 2.38 | 2.61 | 1.75 | 0 | 0 | N | South | FC
MIRLOM_2_RTS032 | LA Basin | SPVP032 | 0.01 | 0.07 | 0.15 | 0.6 | 0.64 | 0.8 | 0.8 | 0.75 | 0.73 | 0.48 | 0.02 | 0.01 | N | South | FC
MIRLOM_2_RTS033 | LA Basin | SPVP033 | 0.01 | 0.07 | 0.15 | 0.6 | 0.64 | 0.8 | 0.8 | 0.75 | 0.73 | 0.48 | 0.02 | 0.01 | N | South | FC
MIRLOM_2_TEMESC | LA Basin | MWD Temescal Hydroelectric Recovery Plan | 1.48 | 2.01 | 2.01 | 2.43 | 1.48 | 1.56 | 1.52 | 2.13 | 2.3 | 2.26 | 2.31 | 2.27 | N | South | FC
MIRLOM_6_DELGEN | LA Basin | CORONA ENERGY PARTNERS LTD. | 30.89 | 26.02 | 22.01 | 28.04 | 23.67 | 25.76 | 25.67 | 27.66 | 25.29 | 26.83 | 26.36 | 29.28 | N | South | FC
MIRLOM_6_PEAKER | LA Basin | Mira Loma Peaker | 46 | 46 | 46 | 46 | 46 | 46 | 46 | 46 | 46 | 46 | 46 | 46 | Y | South | FC
MIRLOM_7_MWDLKM | LA Basin | Lake Mathews Hydroelectric Recovery Plan | 4.6 | 4.5 | 3.9 | 3.8 | 3.7 | 3.9 | 4.46 | 4.6 | 4.7 | 4.5 | 4.5 | 4.2 | Y | South | FC
MISSIX_1_QF | Bay Area | SMALL QF AGGREGATION - SAB FRABCUSCI | 0.6 | 0.66 | 0.56 | 0.12 | 0.19 | 0.14 | 0.15 | 0.16 | 0.11 | 0.06 | 0.37 | 0.3 | N | North | FC
MKTRCK_1_UNIT 1 | CAISO System | MCKITTRICK LIMITED | 35.47 | 35.41 | 36.57 | 31.51 | 34.74 | 35.26 | 35.43 | 35.96 | 34.3 | 36.6 | 31.47 | 25.44 | N | North | FC
MLPTAS_7_QFUNTS | Bay Area | MLPTAS_7_QFUNTS | 0.03 | 0.02 | 0.03 | 0.03 | 0.02 | 0.02 | 0.02 | 0.02 | 0.02 | 0.03 | 0.03 | 0.03 | N | North | FC
MNDALY_6_MCGRTH | Big Creek-Ventura | McGrath Beach Peaker | 47.2 | 47.2 | 47.2 | 47.2 | 47.2 | 47.2 | 47.2 | 47.2 | 47.2 | 47.2 | 47.2 | 47.2 | Y | South | FC
MNDALY_7_UNIT 1 | Big Creek-Ventura | MANDALAY GEN STA. UNIT 1 | 215 | 215 | 215 | 215 | 215 | 215 | 215 | 215 | 215 | 215 | 215 | 215 | Y | South | FC
MNDALY_7_UNIT 2 | Big Creek-Ventura | MANDALAY GEN STA. UNIT 2 | 215.29 | 215.29 | 215.29 | 215.29 | 215.29 | 215.29 | 215.29 | 215.29 | 215.29 | 215.29 | 215.29 | 215.29 | Y | South | FC
MNDALY_7_UNIT 3 | Big Creek-Ventura | MANDALAY GEN STA. UNIT 3 | 130 | 130 | 130 | 130 | 130 | 130 | 130 | 130 | 130 | 130 | 130 | 130 | Y | South | FC
MNDOTA_1_SOLAR1 | Fresno | North Star Solar 1 | 0 | 0.6 | 3.6 | 43.2 | 44.4 | 45.6 | 41.4 | 41.4 | 42 | 33.6 | 0 | 0 | N | North | FC
MOJAVE_1_SIPHON | LA Basin | MOJAVE SIPHON POWER PLANT | 7.13 | 7.48 | 6.59 | 12.58 | 12.58 | 12.58 | 12.58 | 12.58 | 12.58 | 12.58 | 10.13 | 7.23 | Y | South | FC
MONLTH_6_BOREL | CAISO System | BOREL HYDRO UNITS 1-3 AGGREGATE | 2.12 | 2.52 | 2.86 | 3.1 | 4.94 | 4.53 | 3.25 | 2.37 | 0.25 | 0 | 0 | 0 | N | South | FC
MONTPH_7_UNITS | NCNB | MONTICELLO HYDRO AGGREGATE | 0.77 | 0.08 | 1.74 | 3.31 | 7.42 | 9.73 | 10.51 | 8.85 | 5.94 | 2.46 | 0.85 | 1.14 | Y | North | FC
MOORPK_2_CALABS | Big Creek-Ventura | Calabasas Gas-to-Energy Facility | 5.04 | 5.23 | 4.65 | 4.75 | 4.65 | 4.74 | 4.38 | 4.19 | 4.26 | 4.41 | 4.71 | 4.71 | N | South | FC
MOORPK_6_QF | Big Creek-Ventura | MOORPARK QFS | 24.96 | 24.07 | 20.96 | 22.48 | 23.64 | 26.11 | 27.28 | 26.81 | 26.38 | 19.96 | 19.96 | 19.85 | N | South | FC
MOORPK_7_UNITA1 | Big Creek-Ventura | WEME- Simi Valley Landfill | 1.85 | 2.09 | 2.07 | 1.94 | 2.02 | 1.67 | 1.97 | 2.12 | 1.59 | 1.43 | 1.78 | 2.11 | Y | South | FC
MOSSLD_1_QF | CAISO System | SMALL QF AGGREGATION - SANTA CRUZ | 0.02 | 0.01 | 0.01 | 0.01 | 0 | 0 | 0 | 0 | 0 | 0 | 0 | 0 | N | North | FC
MOSSLD_2_PSP1 | CAISO System | MOSS LANDING POWER BLOCK 1 | 510 | 510 | 510 | 510 | 510 | 510 | 510 | 510 | 510 | 510 | 510 | 510 | Y | North | FC
MOSSLD_2_PSP2 | CAISO System | MOSS LANDING POWER BLOCK 2 | 510 | 510 | 510 | 510 | 510 | 510 | 510 | 510 | 510 | 510 | 510 | 510 | Y | North | FC
MOSSLD_7_UNIT 6 | CAISO System | MOSS LANDING UNIT 6 | 754.33 | 754.33 | 754.33 | 754.33 | 754.33 | 754.33 | 754.33 | 754.33 | 754.33 | 754.33 | 754.33 | 754.33 | Y | North | FC
MOSSLD_7_UNIT 7 | CAISO System | MOSS LANDING UNIT 7 | 755.7 | 755.7 | 755.7 | 755.7 | 755.7 | 755.7 | 755.7 | 755.7 | 755.7 | 755.7 | 755.7 | 755.7 | Y | North | FC
MRCHNT_2_PL1X3 | CAISO System | Desert Star Energy Center | 419.25 | 419.25 | 419.25 | 419.25 | 419.25 | 419.25 | 419.25 | 419.25 | 419.25 | 419.25 | 419.25 | 419.25 | Y | South | PD to 419.25
MRGT_6_MEF2 | San Diego-IV | Miramar Energy Facility II | 47.9 | 47.9 | 47.9 | 47.9 | 47.9 | 47.9 | 47.9 | 47.9 | 47.9 | 47.9 | 47.9 | 47.9 | Y | South | FC
MRGT_6_MMAREF | San Diego-IV | Miramar Energy Facility | 48 | 48 | 48 | 48 | 48 | 48 | 48 | 48 | 48 | 48 | 48 | 48 | Y | South | FC
MRGT_7_UNITS | San Diego-IV | MIRAMAR COMBUSTION TURBINE AGGREGATE | 36 | 36 | 36 | 36 | 36 | 36 | 36 | 36 | 36 | 36 | 36 | 36 | Y | South | FC
MSHGTS_6_MMARLF | San Diego-IV | MIRAMAR LANDFILL | 3.66 | 3.64 | 3.54 | 2.39 | 2.48 | 3.36 | 3.34 | 3.36 | 3.18 | 3.21 | 2.93 | 3.36 | N | South | FC
MSOLAR_2_SOLAR1 | CAISO System | Mesquite Solar 1 | 0.32 | 1.75 | 9.44 | 113.03 | 116.13 | 114.43 | 106.78 | 104.57 | 102.83 | 81.41 | 0.17 | 0.12 | N | South | ID | Waiting for: Desert Area upgrades
MSSION_2_QF | San Diego-IV | SMALL QF AGGREGATION - SAN DIEGO | 0.38 | 0.3 | 0.3 | 0.42 | 0.55 | 0.7 | 0.72 | 0.73 | 0.64 | 0.66 | 0.32 | 0.28 | N | South | FC
MTNLAS_6_UNIT | CAISO System | OGDEN POWER PACIFIC, INC.(MT LASSEN) | 0 | 0 | 0 | 0 | 0 | 0 | 0 | 0 | 0 | 0 | 0 | 0 | N | North | FC
MTNPOS_1_UNIT | Kern | MT.POSO COGENERATION CO. | 45.55 | 34.23 | 26.65 | 32.71 | 24.97 | 28.45 | 29.28 | 31.12 | 30.58 | 18.74 | 31.18 | 26.96 | Y | North | FC
MTWIND_1_UNIT 1 | LA Basin | Mountain View Power Project I | 0.91 | 4.67 | 9.49 | 5.11 | 15.81 | 27.27 | 6.37 | 4.07 | 4.17 | 3.82 | 1.52 | 2.43 | N | South | FC
MTWIND_1_UNIT 2 | LA Basin | Mountain View Power Project II | 0.43 | 2.24 | 3.99 | 2.41 | 7.68 | 13.93 | 2.93 | 1.88 | 1.78 | 1.8 | 0.75 | 1.16 | N | South | FC
MTWIND_1_UNIT 3 | LA Basin | Mountain View Power Project III | 0.43 | 2.34 | 4.39 | 2.58 | 7.88 | 12.85 | 2.34 | 1.8 | 1.64 | 1.87 | 0.75 | 1.2 | N | South | FC
NAROW1_2_UNIT | Sierra | NARROWS PH 1 UNIT | 9.56 | 10.49 | 10.3 | 9.35 | 10.8 | 8.34 | 10.53 | 9.59 | 10.9 | 7.42 | 2.74 | 4.2 | Y | North | FC
NAROW2_2_UNIT | Sierra | NARROWS PH 2 UNIT | 18.9 | 16.44 | 28.13 | 38.98 | 38.61 | 39.73 | 39.68 | 28.51 | 0.09 | 2.64 | 8.64 | 29.71 | Y | North | FC
NAVYII_2_UNITS | CAISO System | COSO POWER DEVELOPER (NAVY II) AGGREGATE | 58.4 | 58.2 | 50.23 | 58.76 | 59.5 | 46.16 | 43.99 | 43.6 | 44.64 | 55.97 | 57.95 | 57.36 | N | South | FC
NCPA_7_GP1UN1 | NCNB | NCPA GEO PLANT 1 UNIT 1 | 31 | 31 | 31 | 32.39 | 31.68 | 31 | 31 | 31 | 31 | 31 | 31 | 31 | Y | North | FC
NCPA_7_GP1UN2 | NCNB | NCPA GEO PLANT 1 UNIT 2 | 28 | 28 | 28 | 28 | 32.23 | 30.94 | 31.75 | 31.14 | 29.05 | 34 | 34 | 28 | Y | North | FC
NCPA_7_GP2UN3 | NCNB | NCPA GEO PLANT 2 UNIT 3 | 0.08 | 0.08 | 0.08 | 0.05 | 0.04 | 0.02 | 0.01 | 0.01 | 0.02 | 0.05 | 0.32 | 0.55 | Y | North | FC
NCPA_7_GP2UN4 | NCNB | NCPA GEO PLANT 2 UNIT 4 | 52.73 | 52.73 | 52.73 | 52.73 | 52.73 | 52.73 | 52.73 | 52.73 | 52.73 | 52.73 | 52.73 | 52.73 | Y | North | FC
NEENCH_6_SOLAR | Big Creek-Ventura | Alpine Solar | 0.17 | 0.87 | 5.3 | 57.68 | 51.84 | 50.65 | 44.91 | 50.05 | 49.32 | 40.67 | 0.09 | 0.08 | N | South | FC
NEWARK_1_QF | Bay Area | NEWARK 1 QF | 0.04 | 0.05 | 0.04 | 0.03 | 0.02 | 0.03 | 0.03 | 0.02 | 0.03 | 0.05 | 0.06 | 0.06 | N | North | FC
NHOGAN_6_UNITS | CAISO System | NEW HOGAN PH AGGREGATE | 0.1 | 0.06 | 0.28 | 0.69 | 1.14 | 0.93 | 0.93 | 0.81 | 0.44 | 0.2 | 0.09 | 0 | N | North | FC
NIMTG_6_NIQF | San Diego-IV | NORTH ISLAND QF | 33.72 | 34.49 | 22.07 | 32.93 | 34.99 | 35.07 | 34.96 | 34.47 | 34.71 | 30.97 | 22.77 | 34.91 | N | South | FC
NWCSTL_7_UNIT 1 | Sierra | NEWCASTLE HYDRO | 4.84 | 5.71 | 4.33 | 2.84 | 1.1 | 0.94 | 0.37 | 0 | 0.98 | 0.28 | 0 | 0 | Y | North | FC
NZWIND_6_CALWND | CAISO System | Wind Resource I | 0.23 | 0.9 | 1.29 | 1.23 | 2.45 | 2.42 | 1.19 | 1.13 | 0.95 | 0.61 | 0.21 | 0.32 | N | South | FC
NZWIND_6_WDSTR | CAISO System | Windstream 39 | 0.12 | 0.36 | 0.67 | 1.34 | 1.33 | 1.37 | 1 | 0.96 | 0.85 | 0.58 | 0.12 | 0.22 | N | South | FC
NZWIND_6_WDSTR2 | CAISO System | Windstream 6040 | 0.13 | 0.39 | 0.73 | 1.45 | 1.88 | 1.95 | 1.57 | 1.55 | 0.89 | 0.61 | 0.11 | 0.22 | N | South | FC
NZWIND_6_WDSTR3 | CAISO System | Windstream 6041 | 0.24 | 0.72 | 1.2 | 1.08 | 1.86 | 1.68 | 1.02 | 0.96 | 0.66 | 0.42 | 0.18 | 0.36 | N | South | FC
OAK C_1_EBMUD | Bay Area | MWWTP PGS 1 - ENGINES | 0.04 | 0.45 | 0.36 | 0.5 | 0.57 | 0.55 | 0.59 | 0.73 | 0.61 | 0.28 | 0.85 | 0.5 | N | North | FC
OAK C_7_UNIT 1 | Bay Area | OAKLAND STATION C GT UNIT 1 | 55 | 55 | 55 | 55 | 55 | 55 | 55 | 55 | 55 | 55 | 55 | 55 | Y | North | FC
OAK C_7_UNIT 2 | Bay Area | OAKLAND STATION C GT UNIT 2 | 55 | 55 | 55 | 55 | 55 | 55 | 55 | 55 | 55 | 55 | 55 | 55 | Y | North | FC
OAK C_7_UNIT 3 | Bay Area | OAKLAND STATION C GT UNIT 3 | 55 | 55 | 55 | 55 | 55 | 55 | 55 | 55 | 55 | 55 | 55 | 55 | Y | North | FC
OAKWD_6_ZEPHWD | CAISO System | Zephyr Park | 0.13 | 0.45 | 0.6 | 0.62 | 0.83 | 0.93 | 0.54 | 0.52 | 0.35 | 0.23 | 0.1 | 0.16 | N | South | FC
OCTILO_5_WIND | San Diego-IV | Ocotillo Wind Energy Facility | 7.79 | 31.6 | 47.71 | 41.42 | 68.81 | 69.78 | 35.64 | 24.42 | 20.84 | 14.43 | 7.66 | 7.84 | N | South | FC
OGROVE_6_PL1X2 | San Diego-IV | Orange Grove Energy Center | 99.9 | 99.9 | 99.9 | 99.9 | 99.9 | 99.9 | 99.9 | 99.9 | 99.9 | 99.9 | 99.9 | 99.9 | Y | South | FC
OILDAL_1_UNIT 1 | Kern | Oildale Energy | 39.95 | 36.91 | 34.76 | 35.51 | 36.12 | 38.89 | 39.29 | 38.67 | 39.14 | 39.43 | 37.1 | 33.68 | Y | North | FC
OILFLD_7_QFUNTS | CAISO System | Nacimiento Hydroelectric Plant | 0.15 | 0.16 | 0.34 | 0.86 | 0.25 | 0.56 | 1.04 | 0.85 | 1.13 | 0.44 | 0.11 | 0.1 | N | North | FC
OLDRIV_6_BIOGAS | Kern | Bidart Old River 1 | 1.49 | 1.43 | 1.24 | 1.18 | 1.37 | 1.46 | 1.42 | 1.51 | 1.49 | 1.39 | 1.32 | 1.38 | N | North | ID | 14DGD: Waiting for TRTP and possibly other
OLDRV1_6_SOLAR | Kern | Old River One | 0.05 | 0.25 | 1.25 | 14.34 | 14.79 | 15.13 | 13.82 | 13.85 | 14.09 | 11.12 | 0.03 | 0.02 | N | North | ID | C3&4: Waiting for TRTP and possibly other
OLINDA_2_COYCRK | LA Basin | MWD Coyote Creek Hydroelectric Recovery | 3.13 | 3.13 | 3.13 | 3.13 | 3.13 | 3.13 | 3.13 | 3.13 | 3.13 | 3.13 | 3.13 | 3.13 | Y | South | FC
OLINDA_2_LNDFL2 | LA Basin | Brea Power II | 7.47 | 7.13 | 7.31 | 6.2 | 6.19 | 7.84 | 8.41 | 8.14 | 7.2 | 7.23 | 1.14 | 7.46 | N | South | FC
OLINDA_2_QF | LA Basin | OLINDA QFS | 0.05 | 0.06 | 0.06 | 0.06 | 0.07 | 0.05 | 0.09 | 0.11 | 0.13 | 0.12 | 0.09 | 0.03 | N | South | FC
OLINDA_7_LNDFIL | LA Basin | OLINDA_7_LNDFIL | 1.69 | 1.82 | 1.45 | 1.53 | 1.65 | 0.34 | 0 | 0.05 | 0 | 0 | 0 | 0.63 | N | South | FC
OLIVEP_1_SOLAR | CAISO System | White River Solar | 0.05 | 0.33 | 1.46 | 16.23 | 17.33 | 17.4 | 17.92 | 17.8 | 17.59 | 12.51 | 0.03 | 0.02 | N | North | ID | C3&4: Waiting for TRTP and possibly other
OLIVEP_1_SOLAR2 | CAISO System | White River West | 0.05 | 0.25 | 1.23 | 14.16 | 14.61 | 14.94 | 13.65 | 13.67 | 13.91 | 11.38 | 0.03 | 0.02 | N | North | FC
OLSEN_2_UNIT | CAISO System | OLSEN POWER PARTNERS | 0.35 | 0.23 | 1.08 | 1.38 | 0.29 | 0.05 | 0 | 0 | 0 | 0 | 0.04 | 1.13 | N | North | FC
OMAR_2_UNIT 1 | Big Creek-Ventura | KERN RIVER COGENERATION CO. UNIT 1 | 77.1 | 77.1 | 77.1 | 77.1 | 77.1 | 77.1 | 77.1 | 77.1 | 77.1 | 77.1 | 77.1 | 77.1 | Y | South | FC
OMAR_2_UNIT 2 | Big Creek-Ventura | KERN RIVER COGENERATION CO. UNIT 2 | 77.25 | 77.25 | 77.25 | 77.25 | 77.25 | 77.25 | 77.25 | 77.25 | 77.25 | 77.25 | 77.25 | 77.25 | Y | South | FC
OMAR_2_UNIT 3 | Big Creek-Ventura | KERN RIVER COGENERATION CO. UNIT 3 | 77.25 | 77.25 | 77.25 | 77.25 | 77.25 | 77.25 | 77.25 | 77.25 | 77.25 | 77.25 | 77.25 | 77.25 | Y | South | FC
OMAR_2_UNIT 4 | Big Creek-Ventura | KERN RIVER COGENERATION CO. UNIT 4 | 77.25 | 77.25 | 77.25 | 77.25 | 77.25 | 77.25 | 77.25 | 77.25 | 77.25 | 77.25 | 77.25 | 77.25 | Y | South | FC
ONLLPP_6_UNITS | Fresno | O'NEILL PUMP-GEN (AGGREGATE) | 0.03 | 0.4 | 0 | 0.52 | 1.95 | 2.92 | 0.65 | 0.37 | 0 | 0.03 | 0 | 0 | Y | North | FC
ORLND_6_HIGHLI | CAISO System | High Line Canal Hydro | 0.16 | 0.15 | 0.16 | 0.17 | 0.23 | 0.17 | 0.18 | 0.19 | 0.14 | 0.09 | 0.09 | 0.1 | N | North | FC
ORMOND_7_UNIT 1 | Big Creek-Ventura | ORMOND BEACH GEN STA. UNIT 1 | 741.27 | 741.27 | 741.27 | 741.27 | 741.27 | 741.27 | 741.27 | 741.27 | 741.27 | 741.27 | 741.27 | 741.27 | Y | South | FC
ORMOND_7_UNIT 2 | Big Creek-Ventura | ORMOND BEACH GEN STA. UNIT 2 | 775 | 775 | 775 | 775 | 775 | 775 | 775 | 775 | 775 | 775 | 775 | 775 | Y | South | FC
OROVIL_6_UNIT | Sierra | Oroville Cogeneration, LP | 7.5 | 7.5 | 7.5 | 7.5 | 7.5 | 7.5 | 7.5 | 7.5 | 7.5 | 7.5 | 7.5 | 7.5 | Y | North | FC
OSO_6_NSPIN | Big Creek-Ventura | OSO_6_NSPIN | 13.99 | 13.98 | 13.99 | 13.99 | 18 | 18 | 18 | 18 | 18 | 18 | 18 | 13.98 | N | South | FC
OTAY_6_LNDFL5 | San Diego-IV | Otay 5 | [12 empty] | N | South | EO | bar: JAN to DEC
OTAY_6_LNDFL6 | San Diego-IV | Otay 6 | [12 empty] | N | South | EO | bar: JAN to DEC
OTAY_6_PL1X2 | San Diego-IV | Chula Vista Energy Center, LLC | 35.5 | 35.5 | 35.5 | 35.5 | 35.5 | 35.5 | 35.5 | 35.5 | 35.5 | 35.5 | 35.5 | 35.5 | Y | South | FC
OTAY_6_UNITB1 | San Diego-IV | OTAY LANDFILL UNITS AGGREGATE | 2.03 | 2.41 | 2.84 | 2.91 | 2.73 | 2.75 | 2.93 | 2.9 | 2.71 | 2.69 | 2.57 | 2.29 | N | South | FC
OTAY_7_UNITC1 | San Diego-IV | Otay 3 | 2.66 | 2.17 | 2.44 | 2.74 | 2.73 | 2.64 | 2.03 | 2.29 | 2.74 | 2.54 | 2.78 | 2.86 | N | South | FC
OTMESA_2_PL1X3 | San Diego-IV | OTAY MESA ENERGY CENTER | 603.6 | 603.6 | 603.6 | 603.6 | 603.6 | 603.6 | 603.6 | 603.6 | 603.6 | 603.6 | 603.6 | 603.6 | Y | South | FC
OXBOW_6_DRUM | Sierra | OXBOW HYDRO | 6 | 6 | 6 | 6 | 6 | 6 | 6 | 6 | 6 | 6 | 6 | 6 | Y | North | FC
OXMTN_6_LNDFIL | Bay Area | Ox Mountain Landfill Generating Plant | 10.47 | 10.34 | 10.19 | 9.41 | 9 | 9.44 | 9.67 | 9.18 | 9.9 | 10.08 | 10.48 | 10.58 | N | North | FC
PACLUM_6_UNIT | Humboldt | PACIFIC LUMBER (HUMBOLDT) | 7.29 | 5.87 | 4.99 | 0.07 | 17.13 | 18 | 19.66 | 19.84 | 21.98 | 21.69 | 10.87 | 2.55 | N | North | FC
PACORO_6_UNIT | Sierra | OGDEN POWER PACIFIC, INC. (OROVILLE) | 5.32 | 4.99 | 4.65 | 2.79 | 2.82 | 5.01 | 5.5 | 5.17 | 4.75 | 3.34 | 0 | 0 | N | North | FC
PADUA_2_ONTARO | LA Basin | ONTARIO/SIERRA HYDRO PSP | 0.36 | 0.31 | 0.35 | 0.45 | 0.46 | 0.34 | 0.27 | 0.19 | 0.16 | 0.1 | 0.11 | 0.15 | N | South | FC
PADUA_2_SOLAR1 | LA Basin | Kona Solar - Rancho DC #1 | [12 empty] | N | South | EO | bar: JAN to DEC
PADUA_6_MWDSDM | LA Basin | San Dimas Hydroelectric Recovery Plant | 2.8 | 3.7 | 3.34 | 4.63 | 6.16 | 6.05 | 2.9 | 3.71 | 3.51 | 9.9 | 9.9 | 8.7 | Y | South | FC
PADUA_6_QF | LA Basin | PADUA QFS | 0.27 | 0.22 | 0.36 | 0.52 | 0.57 | 0.66 | 0.49 | 0.48 | 0.52 | 0.45 | 0.35 | 0.16 | N | South | FC
PADUA_7_SDIMAS | LA Basin | San Dimas Wash Hydro | 0 | 0 | 0 | 0 | 1.05 | 1.05 | 1.05 | 1.05 | 1.05 | 0 | 0 | 0 | Y | South | FC
PALALT_7_COBUG | Bay Area | Cooperatively Owned Back Up Generator | 4.5 | 4.5 | 4.5 | 4.5 | 4.5 | 4.5 | 4.5 | 4.5 | 4.5 | 4.5 | 4.5 | 4.5 | N | North | FC
PALOMR_2_PL1X3 | San Diego-IV | Palomar Energy Center | 565.61 | 565.61 | 565.61 | 565.61 | 565.61 | 565.61 | 565.61 | 565.61 | 565.61 | 565.61 | 565.61 | 565.61 | Y | South | FC
PANDOL_6_UNIT | Big Creek-Ventura | Covanta Delano, Inc. | 36.95 | 41.36 | 34.78 | 38.68 | 30.5 | 32.96 | 46.38 | 46.64 | 46.12 | 36.85 | 45.87 | 43.93 | Y | South | FC
PANSEA_1_PANARO | LA Basin | Mesa Wind Project | 0.36 | 0.96 | 2.51 | 1.08 | 4.14 | 7.23 | 0.57 | 0.26 | 0.34 | 0.55 | 0.21 | 0.64 | N | South | FC
PARDEB_6_UNITS | CAISO System | Pardee Power House | 18.13 | 17.75 | 13.34 | 17.14 | 19.38 | 13.99 | 12.74 | 6.98 | 5.65 | 12.33 | 5.93 | 13.31 | Y | North | FC
PEABDY_2_LNDFIL | CAISO System | G2 Energy Hay Road Power Plant | 1 | 1.25 | 1.28 | 1.13 | 1.18 | 1.18 | 1.26 | 1.35 | 1.19 | 1.34 | 1.29 | 1.33 | N | North | ID | 15DGD: Waiting for TRTP, Contra Costa-Moraga 230 kV, SPS and possibly other
PEARBL_2_NSPIN | CAISO System | PEARBL_2_NSPIN | 42 | 21 | 42 | 46 | 46 | 46 | 46 | 46 | 46 | 46 | 46 | 46 | N | South | FC
PEORIA_1_SOLAR | Stockton | Sonora 1 | 0.04 | 0.5 | 0.61 | 1.24 | 1.16 | 1.2 | 1.1 | 0.97 | 0.71 | 0.55 | 0.02 | 0.05 | N | North | ID | 14DGD: Waiting for TRTP and possibly other
PHOENX_1_UNIT | Stockton | PHOENIX PH | 1.03 | 0.77 | 1.08 | 1.47 | 1.41 | 1.14 | 1.31 | 1.35 | 1.27 | 1.16 | 1.01 | 0.94 | Y | North | FC
PINFLT_7_UNITS | Fresno | PINE FLAT HYDRO AGGREGATE | 0 | 0 | 23.55 | 42.38 | 74.73 | 122.98 | 128.18 | 66 | 30.3 | 0 | 0 | 0 | Y | North | FC
PIT1_6_FRIVRA | CAISO System | Fall River Mills Project A | [12 empty] | N | North | EO | bar: JAN to DEC
PIT1_7_UNIT 1 | CAISO System | PIT PH 1 UNIT 1 | 30.5 | 30.5 | 30.5 | 30.5 | 30.5 | 30.5 | 30.5 | 30.5 | 30.5 | 30.5 | 30.5 | 30.5 | Y | North | FC
PIT1_7_UNIT 2 | CAISO System | PIT PH 1 UNIT 2 | 30.5 | 30.5 | 30.5 | 30.5 | 30.5 | 30.5 | 30.5 | 30.5 | 30.5 | 30.5 | 30.5 | 30.5 | Y | North | FC
PIT3_7_PL1X3 | CAISO System | PIT PH 3 UNITS 1, 2 & 3 AGGREGATE | 70.6 | 70.6 | 70.6 | 70.6 | 70.6 | 70.6 | 70.6 | 70.6 | 70.6 | 70.6 | 70.6 | 70.6 | Y | North | FC
PIT4_7_PL1X2 | CAISO System | PIT PH 4 UNITS 1 & 2 AGGREGATE | 95 | 95 | 95 | 95 | 95 | 95 | 95 | 95 | 95 | 95 | 95 | 95 | Y | North | FC
PIT5_7_PL1X2 | CAISO System | PIT PH 5 UNITS 1 & 2 AGGREGATE | 80 | 80 | 80 | 80 | 80 | 80 | 80 | 80 | 80 | 80 | 80 | 80 | Y | North | FC
PIT5_7_PL3X4 | CAISO System | PIT PH 5 UNITS 3 & 4 AGGREGATE | 80 | 80 | 80 | 80 | 80 | 80 | 80 | 80 | 80 | 80 | 80 | 80 | Y | North | FC
PIT5_7_QFUNTS | CAISO System | PIT 5 HYDRO QF UNITS | 0.19 | 0.35 | 0.92 | 1.05 | 0.49 | 0.26 | 0.16 | 0.16 | 0.17 | 0.15 | 0.15 | 0.48 | N | North | FC
PIT6_7_UNIT 1 | CAISO System | PIT PH 6 UNIT 1 | 39 | 39 | 39 | 39 | 39 | 39 | 39 | 39 | 39 | 39 | 39 | 39 | Y | North | FC
PIT6_7_UNIT 2 | CAISO System | PIT PH 6 UNIT 2 | 40 | 40 | 40 | 40 | 40 | 40 | 40 | 40 | 40 | 40 | 40 | 40 | Y | North | FC
PIT7_7_UNIT 1 | CAISO System | PIT PH 7 UNIT 1 | 55.7 | 55.7 | 55.7 | 55.7 | 55.7 | 55.7 | 55.7 | 55.7 | 55.7 | 55.7 | 55.7 | 55.7 | Y | North | FC
PIT7_7_UNIT 2 | CAISO System | PIT PH 7 UNIT 2 | 54.6 | 54.6 | 54.6 | 54.6 | 54.6 | 54.6 | 54.6 | 54.6 | 54.6 | 54.6 | 54.6 | 54.6 | Y | North | FC
PITTSP_7_UNIT 5 | Bay Area | PITTSBURG UNIT 5 | 312 | 312 | 312 | 312 | 312 | 312 | 312 | 312 | 312 | 312 | 312 | 312 | Y | North | FC
PITTSP_7_UNIT 6 | Bay Area | PITTSBURG UNIT 6 | 317 | 317 | 317 | 317 | 317 | 317 | 317 | 317 | 317 | 317 | 317 | 317 | Y | North | FC
PITTSP_7_UNIT 7 | Bay Area | PITTSBURG UNIT 7 | 530 | 530 | 530 | 530 | 530 | 530 | 530 | 530 | 530 | 530 | 530 | 530 | Y | North | FC
PLACVL_1_CHILIB | Sierra | Chili Bar Hydro | 3.39 | 2.34 | 4.01 | 6.25 | 6.21 | 3.94 | 3.73 | 3.88 | 2.57 | 2.33 | 0.81 | 1.8 | Y | North | FC
PLACVL_1_RCKCRE | Sierra | PLACER UNIT (ROCK CREEK) | 0.09 | 0.07 | 0.45 | 0.57 | 0.09 | 0 | 0 | 0 | 0 | 0 | 0.02 | 0.41 | N | North | FC
PLAINV_6_BSOLAR | Big Creek-Ventura | Western Antelope Blue Sky Ranch A | [12 empty] | N | South | EO | bar: JAN to DEC
PLSNTG_7_LNCLND | Sierra | Lincoln Landfill Power Plant | 2.96 | 3.05 | 3.02 | 2.91 | 2.97 | 3.16 | 3.06 | 2.79 | 2.66 | 2.87 | 3.15 | 3.38 | N | North | ID | 15DGD: Waiting for TRTP and possibly other
PMPJCK_1_SOLAR1 | CAISO System | Pumpjack Solar I | 0 | 0.19 | 1.17 | 14.03 | 14.42 | 14.8 | 13.44 | 13.44 | 13.64 | 10.91 | 0 | 0 | N | North | ID | C3&4: Waiting for TRTP and possibly other
PNCHEG_2_PL1X4 | CAISO System | PANOCHE ENERGY CENTER (Aggregated) | 380.96 | 380.96 | 380.96 | 380.96 | 380.96 | 380.96 | 380.96 | 380.96 | 380.96 | 380.96 | 380.96 | 380.96 | Y | North | FC
PNCHPP_1_PL1X2 | Fresno | Midway Peaking Aggregate | 111.16 | 111.16 | 111.16 | 111.16 | 111.16 | 111.16 | 111.16 | 111.16 | 111.16 | 111.16 | 111.16 | 111.16 | Y | North | FC
PNOCHE_1_PL1X2 | Fresno | Panoche Peaker | 49.97 | 49.97 | 49.97 | 49.97 | 49.97 | 49.97 | 49.97 | 49.97 | 49.97 | 49.97 | 49.97 | 49.97 | Y | North | FC
PNOCHE_1_UNITA1 | Fresno | CalPeak Power Panoche Unit 1 | 48 | 48 | 48 | 48 | 48 | 48 | 48 | 48 | 48 | 48 | 48 | 48 | Y | North | FC
POEPH_7_UNIT 1 | Sierra | POE HYDRO UNIT 1 | 60 | 60 | 60 | 60 | 60 | 60 | 60 | 60 | 60 | 60 | 60 | 60 | Y | North | FC
POEPH_7_UNIT 2 | Sierra | POE HYDRO UNIT 2 | 60 | 60 | 60 | 60 | 60 | 60 | 60 | 60 | 60 | 60 | 60 | 60 | Y | North | FC
POTTER_6_UNITS | NCNB | Potter Valley | 9.2 | 9.2 | 9.2 | 9.2 | 9.2 | 9.2 | 9.2 | 9.2 | 9.2 | 9.2 | 9.2 | 9.2 | Y | North | FC
POTTER_7_VECINO | NCNB | Vecino Vineyards LLC | 0.02 | 0.01 | 0 | 0.01 | 0.02 | 0.01 | 0.01 | 0.01 | 0.01 | 0 | 0 | 0.01 | N | North | FC
PSWEET_1_STCRUZ | CAISO System | Santa Cruz Energy LLC | [12 empty] | Y | North | EO | bar: JAN to DEC
PSWEET_7_QFUNTS | CAISO System | PSWEET_7_QFUNTS | 0 | 0 | 0 | 0 | 0 | 0 | 0 | 0 | 0 | 0 | 0 | 0 | N | North | FC
PTLOMA_6_NTCCGN | San Diego-IV | AEI MCRD STEAM TURBINE | 1.72 | 1.96 | 1.96 | 1.84 | 2.1 | 2.21 | 2.1 | 2.06 | 2.05 | 1.95 | 2.27 | 1.81 | N | South | FC
PTLOMA_6_NTCQF | San Diego-IV | NTC/MCRD COGENERATION | 21.05 | 20.27 | 19.71 | 18.09 | 18.68 | 19.38 | 18.54 | 18.42 | 18.53 | 17.69 | 21.23 | 19.19 | N | South | FC
PUTHCR_1_SOLAR1 | CAISO System | Putah Creek Solar Farm | 0 | 0.02 | 0.12 | 1.42 | 1.46 | 1.5 | 1.37 | 1.37 | 1.39 | 1.1 | 0 | 0 | N | North | ID | AFC C5: Waiting for TRTP and possibly other
PWEST_1_UNIT | LA Basin | PACIFIC WEST 1 WIND GENERATION | 0.05 | 0.17 | 0.4 | 0.18 | 0.42 | 0.91 | 0.18 | 0.12 | 0.15 | 0.15 | 0.06 | 0.09 | N | South | FC
RCKCRK_7_UNIT 1 | Sierra | ROCK CREEK HYDRO UNIT 1 | 38.7 | 30.08 | 48.34 | 56.31 | 26.24 | 54.2 | 46.85 | 34.9 | 34.18 | 37.58 | 42.72 | 30.18 | Y | North | FC
RCKCRK_7_UNIT 2 | Sierra | ROCK CREEK HYDRO UNIT 2 | 48.45 | 22.81 | 56.9 | 56.9 | 41.16 | 51.47 | 45.16 | 32.81 | 40.27 | 22.76 | 25.9 | 33.02 | Y | North | FC
RECTOR_2_KAWEAH | Big Creek-Ventura | KAWEAH PH 2 & 3 PSP AGGREGATE | 0.77 | 2.3 | 3.94 | 3.94 | 4.06 | 3.87 | 0.67 | 0 | 0 | 0 | 0 | 0 | N | South | FC
RECTOR_2_KAWH 1 | Big Creek-Ventura | KAWEAH PH 1 UNIT 1 | 0.36 | 1.22 | 1.28 | 1.64 | 1.62 | 1.12 | 0.46 | 0.31 | 0.01 | 0 | 0 | 0 | N | South | FC
RECTOR_2_QF | Big Creek-Ventura | RECTOR QFS | 0.27 | 0.43 | 0 | 0 | 1.82 | 10.63 | 6.43 | 0.41 | 0 | 0 | 0 | 0 | N | South | FC
RECTOR_7_TULARE | Big Creek-Ventura | RECTOR_7_TULARE | 0 | 0 | 0 | 0 | 0 | 0 | 0 | 0 | 0 | 0 | 0 | 0 | N | South | FC
REDBLF_6_UNIT | CAISO System | RED BLUFF PEAKER PLANT | 44 | 44 | 44 | 44 | 44 | 44 | 44 | 44 | 44 | 44 | 44 | 44 | Y | North | FC
REDOND_7_UNIT 5 | LA Basin | REDONDO GEN STA. UNIT 5 | 178.87 | 178.87 | 178.87 | 178.87 | 178.87 | 178.87 | 178.87 | 178.87 | 178.87 | 178.87 | 178.87 | 178.87 | Y | South | FC
REDOND_7_UNIT 6 | LA Basin | REDONDO GEN STA. UNIT 6 | 175 | 175 | 175 | 175 | 175 | 175 | 175 | 175 | 175 | 175 | 175 | 175 | Y | South | FC
REDOND_7_UNIT 7 | LA Basin | REDONDO GEN STA. UNIT 7 | 505.96 | 505.96 | 505.96 | 505.96 | 505.96 | 505.96 | 505.96 | 505.96 | 505.96 | 505.96 | 505.96 | 505.96 | Y | South | FC
REDOND_7_UNIT 8 | LA Basin | REDONDO GEN STA. UNIT 8 | 495.9 | 495.9 | 495.9 | 495.9 | 495.9 | 495.9 | 495.9 | 495.9 | 495.9 | 495.9 | 495.9 | 495.9 | Y | South | FC
REEDLY_6_SOLAR | Fresno | Terzian | [12 empty] | N | North | EO | bar: JAN to DEC
RENWD_1_QF | LA Basin | Renwind re-powering project | 0.44 | 1.89 | 3.42 | 2.78 | 4.37 | 7.77 | 3.55 | 2.47 | 2.18 | 1.65 | 0.59 | 0.59 | N | South | FC
RHONDO_2_QF | LA Basin | RIO HONDO QFS | 0 | 0.01 | 0.16 | 0.14 | 0.24 | 0.65 | 0.72 | 0.4 | 0 | 0 | 0 | 0 | N | South | FC
RHONDO_6_PUENTE | LA Basin | Puente Hills GTE Facility Phase II | 0.06 | 0 | 0 | 0 | 0.07 | 0 | 0 | 0 | 0 | 0.01 | 0.07 | 0 | N | South | FC
RICHMN_7_BAYENV | Bay Area | BAY ENVIRONMENTAL (NOVE POWER) | 1.87 | 1.87 | 1.88 | 1.84 | 1.83 | 1.74 | 1.67 | 1.74 | 1.76 | 1.57 | 1.52 | 1.96 | N | North | FC
RIOBRV_6_UNIT 1 | CAISO System | RIO BRAVO FRESNO | 0.49 | 0.43 | 1.04 | 1.88 | 3.32 | 4.27 | 2.93 | 1.25 | 0.03 | 0 | 0 | 0 | N | North | FC
RIOOSO_1_QF | Sierra | SMALL QF AGGREGATION - GRASS VALLEY | 0.52 | 0.76 | 1.11 | 1.52 | 1.44 | 1.22 | 1.22 | 1.14 | 1.01 | 0.32 | 0.16 | 0.5 | N | North | FC
RIVRBK_1_LNDFIL | Stockton | Central Valley Ag Power Oakdale | [12 empty] | N | North | EO | bar: JAN to DEC
ROLLIN_6_UNIT | Sierra | ROLLINS HYDRO | 7.45 | 6.97 | 9.37 | 11.16 | 11.55 | 11.65 | 11.43 | 11.09 | 10.94 | 8.29 | 7.94 | 8.12 | Y | North | FC
ROSMDW_2_WIND1 | CAISO System | Pacific Wind - Phase 1 | 4.84 | 22.78 | 34.16 | 40.64 | 60.41 | 46.04 | 25.62 | 27.22 | 20.81 | 14.42 | 6.74 | 5.62 | N | South | FC
RSMSLR_6_SOLAR1 | Big Creek-Ventura | Rosamond One | 0.05 | 0.34 | 1.5 | 16.7 | 17.39 | 17.47 | 16.43 | 16.81 | 16.67 | 12.71 | 0.03 | 0.02 | N | South | ID | Waiting for: TRTP
RSMSLR_6_SOLAR2 | Big Creek-Ventura | Rosamond Two | 0.05 | 0.33 | 1.41 | 15.68 | 16.23 | 16.37 | 15.14 | 15.57 | 15.37 | 11.9 | 0.03 | 0.02 | N | South | ID | Waiting for: TRTP
RTREE_2_WIND1 | CAISO System | Rising Tree 1 | 3.17 | 9.5 | 15.84 | 14.26 | 24.55 | 22.18 | 13.46 | 12.67 | 8.71 | 5.54 | 2.38 | 4.75 | N | South | ID | Waiting for: TRTP
RTREE_2_WIND2 | CAISO System | Rising Tree 2 | 0.79 | 2.38 | 3.96 | 3.56 | 6.14 | 5.54 | 3.37 | 3.17 | 2.18 | 1.39 | 0.59 | 1.19 | N | South | ID | Waiting for: TRTP
RUSCTY_2_UNITS | Bay Area | Russell City Energy Center | 612.8 | 607.9 | 607.9 | 600.7 | 595.8 | 589.2 | 585.7 | 585.7 | 589.1 | 594.2 | 605.1 | 612.8 | Y | North | FC
RVRVEW_1_UNITA1 | Bay Area | Riverview Energy Center (GP Antioch) | 48.7 | 48.7 | 48.7 | 48.7 | 47.7 | 46 | 46 | 46 | 47 | 48.7 | 48.7 | 48.7 | Y | North | FC
RVSIDE_2_RERCU3 | LA Basin | Riverside Energy Res. Ctr Unit 3 | 48.5 | 48.5 | 48.5 | 48.5 | 48.5 | 48.5 | 48.5 | 48.5 | 48.5 | 48.5 | 48.5 | 48.5 | Y | South | FC
RVSIDE_2_RERCU4 | LA Basin | Riverside Energy Res. Ctr Unit 4 | 48.5 | 48.5 | 48.5 | 48.5 | 48.5 | 48.5 | 48.5 | 48.5 | 48.5 | 48.5 | 48.5 | 48.5 | Y | South | FC
RVSIDE_6_RERCU1 | LA Basin | Riverside Energy Res. Ctr Unit 1 | 48.35 | 48.35 | 48.35 | 48.35 | 48.35 | 48.35 | 48.35 | 48.35 | 48.35 | 48.35 | 48.35 | 48.35 | Y | South | FC
RVSIDE_6_RERCU2 | LA Basin | Riverside Energy Res. Ctr Unit 2 | 48.5 | 48.5 | 48.5 | 48.5 | 48.5 | 48.5 | 48.5 | 48.5 | 48.5 | 48.5 | 48.5 | 48.5 | Y | South | FC
RVSIDE_6_SPRING | LA Basin | SPRINGS GENERATION PROJECT AGGREGATE | 36 | 36 | 36 | 36 | 36 | 36 | 36 | 36 | 36 | 36 | 36 | 36 | Y | South | FC
S_RITA_6_SOLAR1 | Fresno | Sun Harvest Solar | [12 empty] | N | North | EO | bar: JAN to DEC
SALIRV_2_UNIT | CAISO System | SALINAS RIVER COGEN CO. | 33.63 | 31.05 | 30.61 | 31.28 | 24.22 | 31.17 | 30.66 | 31.2 | 31.41 | 31.42 | 33.18 | 29.25 | N | North | FC
SALTSP_7_UNITS | CAISO System | SALT SPRINGS HYDRO AGGREGATE | 33.82 | 33.72 | 34.18 | 34.94 | 36.51 | 37.92 | 37.97 | 37.57 | 37.26 | 36.85 | 36.27 | 35.26 | Y | North | FC
SAMPSN_6_KELCO1 | San Diego-IV | KELCO QUALIFYING FACILITY | 1.82 | 0.38 | 0.78 | 1.19 | 0.94 | 1.03 | 1.84 | 0.6 | 0.74 | 1.47 | 2.03 | 4.82 | N | South | FC
SANDLT_2_SUNITS | CAISO System | Mojave Solar | 1.96 | 16.56 | 37.8 | 151.08 | 160.31 | 200.08 | 200.97 | 187.14 | 182.62 | 120.73 | 6.23 | 3.32 | N | South | FC
SANJOA_1_UNIT 1 | CAISO System | SAN JOAQUIN COGEN | 0 | 0 | 0 | 0.45 | 0.47 | 4.88 | 4.27 | 9.7 | 5.55 | 1.9 | 4.08 | 5.89 | Y | North | FC
SANLOB_1_LNDFIL | CAISO System | Cold Canyon | [12 empty] | N | North | EO | bar: JAN to DEC
SANTFG_7_UNITS | NCNB | GEYSERS CALISTOGA AGGREGATE | 60 | 60 | 60 | 60 | 60 | 60 | 60 | 60 | 60 | 60 | 60 | 60 | Y | North | FC
SANTGO_6_COYOTE | LA Basin | GAS RECOVERY SYS. (COYOTE CANYON) | 5.21 | 5.53 | 4.62 | 5.68 | 5.7 | 5.23 | 5.42 | 5.63 | 6 | 5.65 | 4.04 | 3.58 | N | South | FC
SANWD_1_QF | LA Basin | San Gorgonio Farms Wind Farm | 0.69 | 2.79 | 6.6 | 2.84 | 8.32 | 13.54 | 2.51 | 1.75 | 1.82 | 2.09 | 0.79 | 1.22 | N | South | FC
SARGNT_2_UNIT | CAISO System | SARGENT CANYON COGEN. COMPANY | 33.86 | 34.35 | 31.4 | 29 | 19.72 | 32.67 | 29.33 | 32.18 | 30.94 | 28.63 | 29.75 | 32.67 | N | North | FC
SAUGUS_2_TOLAND | Big Creek-Ventura | Toland Landfill gas to Energy Project | [12 empty] | N | South | EO | bar: JAN to DEC
SAUGUS_6_MWDFTH | Big Creek-Ventura | Foothill Hydroelectric Recovery Plant | 7.4 | 6.4 | 6.7 | 7.2 | 6.42 | 7.26 | 7.34 | 7.36 | 7.24 | 6.05 | 5.02 | 5.21 | Y | South | FC
SAUGUS_6_PTCHGN | Big Creek-Ventura | COUNTY OF LOS ANGELES -- PITCHLE | 21.13 | 21.31 | 16.35 | 8.58 | 16.77 | 20.33 | 20.12 | 19.47 | 19.36 | 18.61 | 20.93 | 20.44 | N | South | FC
SAUGUS_6_QF | Big Creek-Ventura | SAUGUS QFS | 0.72 | 0.13 | 0.52 | 0.63 | 0.76 | 0.89 | 0.88 | 0.78 | 0.77 | 0.83 | 0.65 | 0.29 | N | South | FC
SAUGUS_7_CHIQCN | Big Creek-Ventura | Chiquita Canyon Landfill Fac | 5.31 | 5.58 | 5.54 | 4.41 | 4.47 | 4.68 | 4.13 | 3.96 | 4.45 | 4.17 | 5.71 | 5.69 | N | South | FC
SAUGUS_7_LOPEZ | Big Creek-Ventura | MM Lopez Energy | 4.12 | 4.67 | 5.67 | 5.69 | 5.55 | 4.67 | 5.09 | 5.34 | 5.47 | 5.24 | 5.48 | 5.29 | Y | South | FC
SBERDO_2_PSP3 | LA Basin | Mountainview Gen Sta. Unit 3 | 484.5 | 484.5 | 484.5 | 484.5 | 484.5 | 484.5 | 484.5 | 484.5 | 484.5 | 484.5 | 484.5 | 484.5 | Y | South | FC
SBERDO_2_PSP4 | LA Basin | Mountainview Gen Sta. Unit 4 | 484.5 | 484.5 | 484.5 | 484.5 | 484.5 | 484.5 | 484.5 | 484.5 | 484.5 | 484.5 | 484.5 | 484.5 | Y | South | FC
SBERDO_2_QF | LA Basin | SAN BERADINO QFS | 0.19 | 0.17 | 0.12 | 0.1 | 0.09 | 0.08 | 0.06 | 0.06 | 0.1 | 0.04 | 0.21 | 0.3 | N | South | FC
SBERDO_2_REDLND | LA Basin | Redlands RT Solar | 0 | 0.01 | 0.06 | 0.68 | 0.79 | 0.82 | 0.74 | 0.66 | 1.06 | 0.79 | 0 | 0 | N | South | FC
SBERDO_2_RTS005 | LA Basin | SPVP005 Redlands RT Solar | 0 | 0.02 | 0.11 | 1.41 | 1.46 | 1.11 | 0.88 | 1.28 | 1.23 | 1.01 | 0 | 0 | N | South | FC
SBERDO_2_RTS007 | LA Basin | SPVP007 Redlands RT Solar | 0 | 0.01 | 0.12 | 1.58 | 1.48 | 1.65 | 1.02 | 1.15 | 1.42 | 1.01 | 0 | 0 | N | South | FC
SBERDO_2_RTS011 | LA Basin | SPVP011 | 0.03 | 0.23 | 0.53 | 2.12 | 2.24 | 2.8 | 2.81 | 2.62 | 2.56 | 1.69 | 0.09 | 0.05 | N | South | FC
SBERDO_2_RTS013 | LA Basin | SPVP013 | 0.03 | 0.23 | 0.53 | 2.12 | 2.24 | 2.8 | 2.81 | 2.62 | 2.56 | 1.69 | 0.09 | 0.05 | N | South | FC
SBERDO_2_RTS016 | LA Basin | SPVP016 Redlands RT Solar | 0.01 | 0.1 | 0.23 | 0.91 | 0.96 | 1.2 | 1.21 | 1.12 | 1.1 | 0.72 | 0.04 | 0.02 | N | South | FC
SBERDO_2_RTS048 | LA Basin | SPVP048 | [12 empty] | N | South | EO | bar: JAN to DEC
SBERDO_2_SNTANA | LA Basin | SANTA ANA PSP | 0.97 | 1.15 | 1.31 | 1.11 | 0.32 | 0.07 | 0 | 0 | 0.33 | 0.29 | 0.4 | 0.93 | N | South | FC
SBERDO_6_MILLCK | LA Basin | MILL CREEK PSP | 1.08 | 1.34 | 1.25 | 1.25 | 1.3 | 1.17 | 0.94 | 0.64 | 0.76 | 1.15 | 0.87 | 0.94 | N | South | FC
SCHLTE_1_PL1X3 | Stockton | Tracy Combined Cycle Power Plant | 327.7 | 325 | 321.6 | 323.4 | 299.4 | 299.4 | 299.4 | 299.4 | 299.4 | 321 | 322.9 | 327.4 | Y | North | FC
SCHNDR_1_FIVPTS | Fresno | Five Points Solar Station | 0.32 | 0.65 | 1.67 | 7.75 | 8.66 | 8.3 | 7.59 | 6.37 | 6.52 | 6.32 | 0.04 | 0.01 | Y | North | ID | C3&4: Waiting for TRTP and possibly other
SCHNDR_1_WSTSDE | Fresno | Westside Solar Station | 0.31 | 0.67 | 1.83 | 8.77 | 9.25 | 8.98 | 8.43 | 9.26 | 8.81 | 6.84 | 0.04 | 0.01 | Y | North | ID | C3&4: Waiting for TRTP and possibly other
SEARLS_7_ARGUS | CAISO System | NORTH AMERICAN ARGUS | 11.1 | 11.78 | 10.55 | 5.96 | 8.28 | 12.05 | 11.3 | 10.67 | 10.95 | 9.48 | 9.73 | 9.95 | N | South | FC
SEAWST_6_LAPOS | Bay Area | SEA WEST WIND QF AGGREGATION | 0 | 0.01 | 0.14 | 0.1 | 0.2 | 0.17 | 0.14 | 0.14 | 0.12 | 0.06 | 0 | 0 | N | North | FC
SEGS_1_SEGS2 | CAISO System | SUNRAY ENERGY, INC. - SEGS 2 | 0 | 0.03 | 0.66 | 6.45 | 8.38 | 16.93 | 16.43 | 18.02 | 12.62 | 1.47 | 0 | 0 | N | South | FC
SENTNL_2_CTG1 | LA Basin | Sentinel Unit 1 | 91 | 91 | 91 | 91 | 91 | 91 | 91 | 91 | 91 | 91 | 91 | 91 | Y | South | FC
SENTNL_2_CTG2 | LA Basin | Sentinel Unit 2 | 91 | 91 | 91 | 91 | 91 | 91 | 91 | 91 | 91 | 91 | 91 | 91 | Y | South | FC
SENTNL_2_CTG3 | LA Basin | Sentinel Unit 3 | 91 | 91 | 91 | 91 | 91 | 91 | 91 | 91 | 91 | 91 | 91 | 91 | Y | South | FC
SENTNL_2_CTG4 | LA Basin | Sentinel Unit 4 | 91 | 91 | 91 | 91 | 91 | 91 | 91 | 91 | 91 | 91 | 91 | 91 | Y | South | FC
SENTNL_2_CTG5 | LA Basin | Sentinel Unit 5 | 91 | 91 | 91 | 91 | 91 | 91 | 91 | 91 | 91 | 91 | 91 | 91 | Y | South | FC
SENTNL_2_CTG6 | LA Basin | Sentinel Unit 6 | 91 | 91 | 91 | 91 | 91 | 91 | 91 | 91 | 91 | 91 | 91 | 91 | Y | South | FC
SENTNL_2_CTG7 | LA Basin | Sentinel Unit 7 | 91 | 91 | 91 | 91 | 91 | 91 | 91 | 91 | 91 | 91 | 91 | 91 | Y | South | FC
SENTNL_2_CTG8 | LA Basin | Sentinel Unit 8 | 91 | 91 | 91 | 91 | 91 | 91 | 91 | 91 | 91 | 91 | 91 | 91 | Y | South | FC
SGREGY_6_SANGER | Fresno | DYNAMIS COGEN | 23.95 | 18.62 | 16.74 | 14.09 | 29.41 | 29.02 | 29.92 | 29.95 | 27.74 | 31.28 | 26.62 | 28.45 | N | North | FC
SIERRA_1_UNITS | Kern | HIGH SIERRA LIMITED | 52.43 | 52.43 | 52.43 | 52.43 | 52.43 | 52.43 | 52.43 | 52.43 | 52.43 | 52.43 | 52.43 | 52.43 | Y | North | FC
SISQUC_1_SMARIA | CAISO System | Santa Maria II LFG Power Plant | 0.59 | 0.96 | 0.91 | 0.86 | 0.88 | 1 | 1.03 | 0.93 | 1.1 | 1.1 | 1 | 0.89 | N | North | FC
SKERN_6_SOLAR1 | Kern | Algonquin SKIC 20 Solar | 0 | 0.2 | 1.2 | 14.4 | 14.8 | 15.2 | 13.8 | 13.8 | 14 | 11.2 | 0 | 0 | N | North | ID | C3&4: Waiting for TRTP and possibly other
SLSTR1_2_SOLAR1 | CAISO System | Solar Star 1 | 0.76 | 3.9 | 19.3 | 217.32 | 217.32 | 222.36 | 203.35 | 205.23 | 208.48 | 169.17 | 0.42 | 0.32 | N | South | FC
SLSTR2_2_SOLAR2 | CAISO System | Solar Star 2 | 0.68 | 3.47 | 17.18 | 193.42 | 194.1 | 202.32 | 186.74 | 188.59 | 191.51 | 154.51 | 0.4 | 0.3 | N | South | FC
SLYCRK_1_UNIT 1 | Sierra | SLY CREEK HYDRO | 6.35 | 6.63 | 9.49 | 12.01 | 13 | 13 | 12.92 | 10.36 | 8.3 | 8 | 7.85 | 6.94 | Y | North | FC
SMARQF_1_UNIT 1 | CAISO System | SANTA MARIA COGEN | 0 | 0 | 0 | 0 | 0 | 0 | 0 | 0 | 0 | 0 | 0 | 0 | N | North | FC
SMPRIP_1_SMPSON | CAISO System | RIPON COGENERATION Unit 1 | 45.6 | 45.6 | 45.6 | 45.6 | 45.6 | 45.6 | 45.6 | 45.6 | 45.6 | 45.6 | 45.6 | 45.6 | Y | North | FC
SMRCOS_6_LNDFIL | San Diego-IV | San Marcos Energy | 1.23 | 1.38 | 1.39 | 1.16 | 0.97 | 0.99 | 1.31 | 1.4 | 1.4 | 1.35 | 1.39 | 1.35 | N | South | FC
SMUDGO_7_UNIT 1 | NCNB | SONOMA POWER PLANT | 37 | 37 | 37 | 37 | 37 | 37 | 37 | 37 | 37 | 37 | 37 | 37 | Y | North | FC
SNCLRA_6_OXGEN | Big Creek-Ventura | E.F. OXNARD INCORPORATED | 34.63 | 33.06 | 29.23 | 35.24 | 30.95 | 33.61 | 34.16 | 34.62 | 32.14 | 33.87 | 30.87 | 31.31 | N | South | FC
SNCLRA_6_PROCGN | Big Creek-Ventura | PROCTER AND GAMBLE OXNARD II | 45.59 | 42.59 | 44.3 | 41.72 | 44.81 | 44.55 | 44.38 | 44.22 | 43.9 | 42.97 | 45.09 | 44.69 | N | South | FC
SNCLRA_6_QF | Big Creek-Ventura | SANTA CLARA QFS | 0 | 0 | 0 | 0 | 0 | 0 | 0 | 0 | 0 | 0 | 0 | 0 | N | South | FC
SNCLRA_6_WILLMT | Big Creek-Ventura | WILLIAMETTE | 11.82 | 12.38 | 12.11 | 12.89 | 12.7 | 13.71 | 13.75 | 13.61 | 13.5 | 12.27 | 12.25 | 12.32 | N | South | FC
SNDBAR_7_UNIT 1 | Stockton | SAND BAR HYDRO | 4.78 | 3.83 | 4.14 | 4 | 5.35 | 4.67 | 4.83 | 6.29 | 6.52 | 2.79 | 4.85 | 7.33 | N | North | FC
SNMALF_6_UNITS | NCNB | Sonoma County Landfill | 3.82 | 3.79 | 3.89 | 3.78 | 3.6 | 3.68 | 3.6 | 3.56 | 3.49 | 3.2 | 3.28 | 3.54 | N | North | FC
SOUTH_2_UNIT | CAISO System | SOUTH HYDRO | 5.53 | 5.7 | 6.07 | 5.98 | 6.67 | 5.4 | 4.51 | 3.87 | 3.32 | 3.74 | 3.95 | 4.38 | Y | North | FC
SPAULD_6_UNIT 3 | Sierra | SPAULDING HYDRO PH 3 UNIT | 3.66 | 3.11 | 3.91 | 5.54 | 5.5 | 5.04 | 4.68 | 5.74 | 5.56 | 4.61 | 2.3 | 2.46 | Y | North | FC
SPAULD_6_UNIT12 | Sierra | SPAULDING HYDRO PH 1 & 2 AGGREGATE | 5.93 | 6.14 | 9.43 | 11.12 | 11.4 | 11.4 | 11.4 | 9.91 | 7.73 | 9.06 | 9.54 | 7.93 | Y | North | FC
SPBURN_2_UNIT 1 | CAISO System | SIERRA PACIFIC IND. (BURNEY) | 10.95 | 9.99 | 10.22 | 8.29 | 11.73 | 13.37 | 13.01 | 12.88 | 11.76 | 10.23 | 7.43 | 10.83 | N | North | FC
SPBURN_7_SNOWMT | CAISO System | SPBURN_7_SNOWMT | 0.04 | 0.05 | 1.18 | 1.33 | 0.22 | 0 | 0 | 0 | 0 | 0 | 0.06 | 0.64 | N | North | FC
SPI LI_2_UNIT 1 | Sierra | SIERRA PACIFIC IND. (LINCOLN) | 7.9 | 7.44 | 7.16 | 5.91 | 9.35 | 8.98 | 9.99 | 9.73 | 9.23 | 7.85 | 8.09 | 7.99 | N | North | FC
SPIAND_1_UNIT | CAISO System | SIERRA PACIFIC IND. (ANDERSON) | 0.37 | 0.33 | 0.34 | 0.27 | 0.42 | 0.45 | 0.5 | 0.41 | 0.41 | 0.35 | 0.41 | 0.46 | N | North | FC
SPICER_1_UNITS | CAISO System | SPICER HYDRO UNITS 1-3 AGGREGATE | 6 | 6 | 6 | 6 | 6 | 6 | 6 | 6 | 6 | 6 | 6 | 6 | Y | North | FC
SPIFBD_1_PL1X2 | Stockton | SIERRA PACIFIC IND. (SONORA) | 1.04 | 1.47 | 1.43 | 0.97 | 1.76 | 1.58 | 1.85 | 1.57 | 1.89 | 1.86 | 1.44 | 1.5 | N | North | FC
SPQUIN_6_SRPCQU | CAISO System | SIERRA PACIFIC IND. (QUINCY) | 14.82 | 14.82 | 15.26 | 13.23 | 8.83 | 18.34 | 18.17 | 17.51 | 17.81 | 15.75 | 11.33 | 15.06 | N | North | FC
SPRGAP_1_UNIT 1 | Stockton | SPRING GAP HYDRO | 4.2 | 3.64 | 3.82 | 5.8 | 6.38 | 3.52 | 1.67 | 0 | 3.37 | 3.46 | 3.53 | 3.52 | Y | North | FC
SPRGVL_2_QF | Big Creek-Ventura | SPRINGVILLE QFS | 0.01 | 0.01 | 0.01 | 0.01 | 0.02 | 0.18 | 0.23 | 0.23 | 0.01 | 0.01 | 0.01 | 0.01 | N | South | FC
SPRGVL_2_TULE | Big Creek-Ventura | TULE RIVER HYDRO PLANT (PG&E) | 2.55 | 2.26 | 3.51 | 4.68 | 4.32 | 2.09 | 1.25 | 0 | 0 | 0 | 0 | 0 | Y | South | FC
SPRGVL_2_TULESC | Big Creek-Ventura | TULE RIVER HYDRO PLANT (SCE) | 1.1 | 1.53 | 2 | 1.37 | 1.47 | 0.97 | 0.47 | 0.29 | 0.16 | 0.08 | 0.63 | 1.03 | N | South | FC
SRINTL_6_UNIT | Bay Area | SRI INTERNATIONAL | 0.98 | 0.9 | 0.96 | 0.39 | 1.34 | 1.13 | 0.78 | 0.82 | 0.83 | 0.91 | 1.03 | 1.03 | N | North | FC
STANIS_7_UNIT 1 | Stockton | STANISLAUS HYDRO | 91 | 91 | 91 | 91 | 91 | 91 | 91 | 91 | 91 | 91 | 91 | 91 | Y | North | FC
STAUFF_1_UNIT | Bay Area | RHODIA INC. (RHONE-POULENC) | 0.12 | 0.07 | 0.19 | 0.08 | 0.13 | 0.04 | 0.13 | 0.09 | 0.06 | 0.1 | 0.16 | 0.16 | N | North | FC
STIGCT_2_LODI | Sierra | LODI STIG UNIT | 49.5 | 49.5 | 49.5 | 49.5 | 49.5 | 49.5 | 49.5 | 49.5 | 49.5 | 49.5 | 49.5 | 49.5 | Y | North | FC
STNRES_1_UNIT | Stockton | STANISLAUS WASTE ENERGY CO. | 14.62 | 11.86 | 11.76 | 7.24 | 12.79 | 11.14 | 11.78 | 12.19 | 11.85 | 11.38 | 13.04 | 17.05 | N | North | FC
STOILS_1_UNITS | Bay Area | CHEVRON RICHMOND REFINERY | 6.21 | 6.31 | 5.7 | 2.65 | 0.01 | 0 | 0.01 | 1.72 | 1.82 | 3.83 | 3.3 | 5.32 | N | North | FC
STOREY_7_MDRCHW | Fresno | MADERA CHOWCHILLA | 0 | 0 | 0 | 0 | 0.21 | 0.82 | 0.54 | 0.2 | 0.04 | 0 | 0 | 0 | N | North | FC
STROUD_6_SOLAR | Fresno | Stroud Solar Station | 0.42 | 0.88 | 2.44 | 11.27 | 12.2 | 11.93 | 11.34 | 13.14 | 12.76 | 6.53 | 0.04 | 0.02 | Y | North | ID | C3&4: Waiting for TRTP and possibly other
SUNRIS_2_PL1X3 | CAISO System | Sunrise Power Project AGGREGATE II | 586.02 | 586.02 | 586.02 | 586.02 | 586.02 | 586.02 | 586.02 | 586.02 | 586.02 | 586.02 | 586.02 | 586.02 | Y | North | FC
SUNSET_2_UNITS | CAISO System | MIDWAY SUNSET COGENERATION PLANT | 150.93 | 150.91 | 146.11 | 143.46 | 141.61 | 224 | 218 | 218 | 221 | 233 | 236 | 248 | Y | North | FC
SUNSHN_2_LNDFL | Big Creek-Ventura | Sunshine Landfill | 14.18 | 14.57 | 13.74 | 12.22 | 12.12 | 14.7 | 15.49 | 15.23 | 15.22 | 14.28 | 14.09 | 14.51 | N | South | ID | Waiting for: Desert Area upgrades
SUTTER_2_PL1X3 | CAISO System | SUTTER POWER PLANT AGGREGATE | 525 | 525 | 525 | 525 | 525 | 515 | 505 | 500 | 515 | 520 | 525 | 525 | Y | North | FC
SYCAMR_2_UNIT 1 | Big Creek-Ventura | Sycamore Cogeneration Unit 1 | 49.89 | 46.09 | 50.34 | 47.54 | 50.2 | 56.2 | 54.9 | 56.53 | 56.9 | 45.69 | 48.98 | 56.84 | N | South | FC
SYCAMR_2_UNIT 2 | Big Creek-Ventura | Sycamore Cogeneration Unit 2 | 85 | 85 | 85 | 85 | 85 | 85 | 85 | 85 | 85 | 85 | 85 | 85 | Y | South | FC
SYCAMR_2_UNIT 4 | Big Creek-Ventura | Sycamore Cogeneration Unit 4 | 85 | 85 | 85 | 85 | 85 | 85 | 85 | 85 | 85 | 85 | 85 | 85 | Y | South | FC
TANHIL_6_SOLART | CAISO System | BERRY PETROLEUM COGEN 18 AGGREGATE | 10.66 | 8.31 | 9.41 | 9.8 | 9.62 | 8.89 | 7.37 | 6.26 | 5 | 9.6 | 8.24 | 10.21 | N | North | FC
TBLMTN_6_QF | CAISO System | SMALL QF AGGREGATION - PARADISE | 0.6 | 0.45 | 0.85 | 1.56 | 1.39 | 1.11 | 0.7 | 0.48 | 0.37 | 0.31 | 0.27 | 0.61 | N | North | FC
TEMBLR_7_WELLPT | CAISO System | NUEVO ENERGY COMPANY (WELPORT) | 0.43 | 0.45 | 0.39 | 0.28 | 0.23 | 0.22 | 0.15 | 0.18 | 0.19 | 0.36 | 0.65 | 0.76 | N | North | FC
TENGEN_2_PL1X2 | Big Creek-Ventura | Berry Cogen 42 | 36.91 | 36.2 | 37.27 | 27.17 | 28.68 | 36.86 | 37.17 | 36.24 | 35.8 | 32.55 | 34.89 | 36.88 | N | South | FC
TERMEX_2_PL1X3 | San Diego-IV | TDM | 605 | 605 | 605 | 605 | 601 | 593 | 591 | 593 | 596 | 605 | 605 | 605 | Y | South | FC
TESLA_1_QF | CAISO System | SMALL QF AGGREGATION - STOCKTON | 0.34 | 0.33 | 0.24 | 0.35 | 0.58 | 0.45 | 0.61 | 0.54 | 0.47 | 0.29 | 0.09 | 0.08 | N | North | FC
THMENG_1_UNIT 1 | CAISO System | THERMAL ENERGY DEV. CORP. | 17.21 | 17.63 | 12.45 | 5.79 | 17.78 | 16.79 | 16.88 | 15.46 | 16.99 | 13.73 | 8.69 | 9.28 | N | North | FC
TIDWTR_2_UNITS | Bay Area | MARTINEZ COGEN LIMITED PARTNERSHIP | 30.94 | 37.31 | 13.33 | 16.71 | 22.58 | 11.22 | 14.42 | 21.01 | 18.23 | 32.35 | 33.79 | 20.13 | N | North | FC
TIFFNY_1_DILLON | LA Basin | TIFFNY_1_DILLON | 1.29 | 5.66 | 12.64 | 6.79 | 19.24 | 21.64 | 4.62 | 4.01 | 3.83 | 4.34 | 1.65 | 2.69 | N | South | FC
TIGRCK_7_UNITS | CAISO System | TIGER CREEK HYDRO AGGREGATE | 1.48 | 7.09 | 6.85 | 14.45 | 16.73 | 35.95 | 41.84 | 37.78 | 40.05 | 41.29 | 45.52 | 39.18 | Y | North | FC
TKOPWR_2_UNIT | CAISO System | TKO POWER | 0.33 | 0.47 | 1.01 | 0.89 | 0.05 | 0 | 0 | 0 | 0 | 0 | 0.02 | 1.06 | N | North | FC
TMPLTN_2_SOLAR | CAISO System | Vintner Solar | 0 | 0.02 | 0.11 | 1.26 | 0.96 | 1.14 | 1.17 | 1.28 | 1.13 | 0.87 | 0 | 0 | N | North | ID | 13DGD: Waiting for TRTP and possibly other
TOADTW_6_UNIT | CAISO System | TOAD TOWN | 0.78 | 0.82 | 0.97 | 1.22 | 0.96 | 0.77 | 0.7 | 0.65 | 0.38 | 0.03 | 0 | 0.17 | Y | North | FC
TOPAZ_2_SOLAR | CAISO System | Topaz Solar Farms | 1.31 | 7.07 | 33 | 374.63 | 385.41 | 400.38 | 379.24 | 394.15 | 363.79 | 295.28 | 0.9 | 0.66 | N | North | FC
TRNSWD_1_QF | LA Basin | FPL Energy C Wind | 0.38 | 1.16 | 2.19 | 4.36 | 5.63 | 5.86 | 4.72 | 4.66 | 4.21 | 3 | 0.27 | 0.53 | N | South | FC
TULLCK_7_UNITS | Stockton | TULLOCH HYDRO AGGREGATE | 4.31 | 5.84 | 10.12 | 19.51 | 21.88 | 18.56 | 19.47 | 16.85 | 12.26 | 7.8 | 3.08 | 2.24 | N | North | FC
TWISSL_6_SOLAR | CAISO System | Nickel 1 ("NLH1") | 0 | 0.02 | 0.09 | 1.03 | 1.06 | 1.04 | 0.97 | 1.03 | 1.01 | 0.81 | 0 | 0 | N | North | ID | 14DGD: Waiting for TRTP and possibly other
TWISSL_6_SOLAR1 | CAISO System | Coronal Lost Hills, LLC | 0 | 0.2 | 1.2 | 14.4 | 14.8 | 15.2 | 13.8 | 13.8 | 14 | 11.2 | 0 | 0 | N | North | ID | 15DGD: Waiting for TRTP and possibly other
TXMCKT_6_UNIT | CAISO System | McKittrick Cogen | 0.02 | 0 | 0.14 | 0.1 | 0 | 0.83 | 0.69 | 1.31 | 1.63 | 3.28 | 2.94 | 2.74 | N | North | FC
UKIAH_7_LAKEMN | NCNB | UKIAH LAKE MENDOCINO HYDRO | 2.17 | 1.7 | 1.7 | 1.7 | 1.7 | 1.7 | 1.7 | 1.7 | 1.7 | 1.7 | 1.7 | 1.7 | Y | North | FC
ULTOGL_1_POSO | Kern | RIO BRAVO POSO | 0 | 0 | 0 | 0.3 | 30.1 | 31.2 | 29.52 | 28.14 | 29.42 | 30.22 | 0 | 0 | N | North | FC
ULTPCH_1_UNIT 1 | Stockton | OGDEN POWER PACIFIC (CHINESE STATION) | 17.71 | 16.79 | 17.73 | 12.4 | 13.38 | 16.75 | 16.2 | 15.89 | 15.83 | 16.54 | 12.21 | 18.09 | N | North | FC
ULTPFR_1_UNIT 1 | Fresno | RIO BRAVO FRESNO (AKA ULTRAPOWER) | 23.55 | 10.7 | 23.53 | 24.19 | 17.06 | 22.55 | 22.7 | 22.72 | 18.92 | 24.14 | 20.36 | 23.81 | N | North | FC
ULTRCK_2_UNIT | Sierra | Rio Bravo Rocklin | 23.51 | 19.22 | 24.17 | 17.02 | 14.23 | 23.61 | 23.12 | 20.89 | 20.98 | 22.47 | 19.56 | 23.98 | N | North | FC
UNCHEM_1_UNIT | Bay Area | CONTRA COSTA CARBON PLANT | 10.48 | 10.73 | 10.56 | 7.05 | 10.1 | 11.96 | 12.15 | 10.45 | 9.13 | 8.48 | 7.58 | 6.63 | N | North | FC
UNOCAL_1_UNITS | Bay Area | TOSCO (RODEO PLANT) | 4.58 | 2.43 | 3.96 | 2.69 | 4.67 | 1.2 | 0.38 | 1.14 | 0.97 | 3.26 | 2.07 | 3.43 | N | North | FC
UNVRSY_1_UNIT 1 | CAISO System | Berry Cogen 38 - Unit 1 | 36.13 | 36.75 | 27.76 | 36.25 | 34.4 | 34.71 | 34.48 | 34.52 | 35.16 | 36.06 | 31.7 | 36.32 | N | North | FC
USWND1_2_UNITS | CAISO System | US WIND POWER#1(WALKER) | 0 | 0.45 | 1.75 | 1.09 | 2.35 | 2.84 | 3.15 | 3.89 | 1.48 | 0.83 | 0 | 0 | N | North | FC
USWND2_1_UNITS | CAISO System | US WIND POWER#2(PATTERSON) | 0 | 1.99 | 6.78 | 4.23 | 8.49 | 7.83 | 10.34 | 12.34 | 5.93 | 3.1 | 0 | 0 | N | North | FC
USWND4_2_UNITS | CAISO System | US WIND POWER#4(RALPH) | 5.36 | 6.51 | 9.1 | 6.65 | 8.88 | 8.29 | 7.37 | 8.52 | 7.32 | 6.32 | 4.7 | 5.46 | N | North | FC
USWNDR_2_SMUD | Bay Area | SOLANO WIND FARM | 1.82 | 4.77 | 12.86 | 8.07 | 19.01 | 19.36 | 25.82 | 21.94 | 9.9 | 2.91 | 0.98 | 2.98 | N | North | FC
USWNDR_2_SMUD2 | Bay Area | Solano Wind Project Phase 3 | 2.89 | 10.95 | 20.46 | 20.64 | 35.36 | 37.49 | 47.37 | 42.6 | 20.76 | 5.61 | 1.76 | 5.07 | N | North | FC
USWNDR_2_UNITS | Bay Area | US WIND POWER(RUSSELL) | 0.26 | 0.58 | 1.16 | 0.75 | 3.35 | 3.32 | 4.69 | 4.18 | 1.62 | 0.41 | 0.14 | 0.36 | N | North | FC
USWPFK_6_FRICK | Bay Area | GREEN RIDGE POWER LLC (FRICK) | 0 | 0.13 | 0.58 | 0.39 | 1.03 | 1.39 | 1.64 | 1.56 | 0.6 | 0.34 | 0 | 0 | N | North | FC
USWPJR_2_UNITS | Bay Area | Vasco Wind | 1.95 | 6.01 | 9.75 | 7.35 | 18.78 | 15.04 | 16.69 | 15.66 | 7.69 | 3.47 | 1.19 | 3.59 | N | North | FC
VACADX_1_NAS | CAISO System | VACA-DIXON BATTERY | [12 empty] | Y | North | EO | bar: JAN to DEC
VACADX_1_QF | CAISO System | SMALL QF AGGREGATION - VACAVILLE | 0 | 0 | 0 | 0 | 0 | 0 | 0 | 0 | 0 | 0 | 0 | 0 | N | North | FC
VACADX_1_SOLAR | CAISO System | Vaca-Dixon Solar Station | 0.01 | 0.03 | 0.1 | 1.28 | 1.34 | 1.25 | 1.59 | 1.52 | 1.43 | 1.07 | 0.01 | 0 | Y | North | FC
VACADX_1_UNITA1 | CAISO System | CalPeak Power Vaca Dixon Unit 1 | 48 | 48 | 48 | 48 | 48 | 48 | 48 | 48 | 48 | 48 | 48 | 48 | Y | North | FC
VALLEY_5_PERRIS | LA Basin | MWD Perris Hydroelectric Recovery Plant | 7.94 | 7.94 | 7.94 | 7.94 | 7.94 | 7.94 | 7.94 | 7.94 | 7.94 | 7.94 | 7.94 | 7.94 | Y | South | FC
VALLEY_5_REDMTN | LA Basin | MWD Red Mountain Hydroelectric Recovery | 4.01 | 4.43 | 3.16 | 3.61 | 1.46 | 1.68 | 1.74 | 1.52 | 0.77 | 1.85 | 2.9 | 3.95 | N | South | FC
VALLEY_5_RTS044 | LA Basin | SPVP044 | 0.02 | 0.09 | 0.43 | 5.21 | 5.28 | 4.18 | 4.37 | 3.9 | 3.57 | 1.94 | 0 | 0 | N | South | FC
VALLEY_5_SOLAR1 | LA Basin | Kona Solar - Meridian #1 | [12 empty] | N | South | EO | bar: JAN to DEC
VALLEY_7_BADLND | LA Basin | VALLEY_7_BADLND | 0.11 | 0.18 | 0.15 | 0.16 | 0.34 | 0.2 | 0.26 | 0.3 | 0.29 | 0.59 | 0.51 | 0.43 | N | South | FC
VALLEY_7_UNITA1 | LA Basin | WM Energy, El Sobrante Landfill | 2.62 | 2.56 | 2.66 | 2.09 | 2.1 | 2.48 | 2.47 | 2.3 | 2.41 | 2.22 | 2.64 | 2.73 | N | South | FC
VEDDER_1_SEKERN | Kern | TEXACO EXPLORATION & PROD (SE KERN RIVER | 10.57 | 7.29 | 11.91 | 10.08 | 6.78 | 11.05 | 8.33 | 11.96 | 15.19 | 13.3 | 11.13 | 15.22 | N | North | FC
VEGA_6_SOLAR1 | Fresno | Vega Solar | [12 empty] | N | North | EO | bar: JAN to DEC
VERNON_6_GONZL1 | LA Basin | H. Gonzales Unit #1 | 5.75 | 5.75 | 5.75 | 5.75 | 5.75 | 5.75 | 5.75 | 5.75 | 5.75 | 5.75 | 5.75 | 5.75 | Y | South | FC
VERNON_6_GONZL2 | LA Basin | H. Gonzales Unit #2 | 5.75 | 5.75 | 5.75 | 5.75 | 5.75 | 5.75 | 5.75 | 5.75 | 5.75 | 5.75 | 5.75 | 5.75 | Y | South | FC
VERNON_6_MALBRG | LA Basin | Malburg Generating Station | 134 | 134 | 134 | 134 | 134 | 134 | 134 | 134 | 134 | 134 | 134 | 134 | Y | South | FC
VESTAL_2_KERN | Big Creek-Ventura | KERN RIVER PH 3 UNITS 1 & 2 AGGREGATE | 9.06 | 9.08 | 11.06 | 18.23 | 20.32 | 10.57 | 1.66 | 0.44 | 0 | 0 | 0 | 0.91 | N | South | FC
VESTAL_2_RTS042 | Big Creek-Ventura | SPVP042 Porterville Solar | [12 empty] | N | South | EO | bar: JAN to DEC
VESTAL_2_WELLHD | Big Creek-Ventura | Wellhead Power Delano | 49 | 49 | 49 | 49 | 49 | 49 | 49 | 49 | 49 | 49 | 49 | 49 | Y | South | FC
VESTAL_6_QF | Big Creek-Ventura | VESTAL QFS | 0.49 | 0.45 | 0.63 | 1.21 | 1.72 | 2.92 | 1.85 | 0.31 | 0.07 | 0 | 0 | 0.34 | N | South | FC
VESTAL_6_ULTRGN | Big Creek-Ventura | RIO BRAVO JASMIN | 11.7 | 11.88 | 11.75 | 11.52 | 0 | 28.41 | 28.16 | 27.87 | 27.31 | 0.24 | 0 | 0 | N | South | FC
VESTAL_6_WDFIRE | Big Creek-Ventura | SIERRA POWER CORPORATION | 5.07 | 4.02 | 3.75 | 4.06 | 2.58 | 4.29 | 3.71 | 5.63 | 5.72 | 4.72 | 5.46 | 5.54 | N | South | FC
VICTOR_1_EXSLRA | CAISO System | Expressway Solar A | [12 empty] | N | South | EO | bar: JAN to DEC
VICTOR_1_EXSLRB | CAISO System | Expressway Solar B | [12 empty] | N | South | EO | bar: JAN to DEC
VICTOR_1_LVSLR1 | CAISO System | Lone Valley Solar Park 1 | [12 empty] | N | South | EO | bar: JAN to DEC
VICTOR_1_LVSLR2 | CAISO System | Lone Valley Solar Park 2 | [12 empty] | N | South | EO | bar: JAN to DEC
VICTOR_1_QF | CAISO System | VICTOR QFS | 0 | 0 | 0 | 0 | 0 | 0 | 0 | 0 | 0 | 0 | 0 | 0 | N | South | FC
VICTOR_1_SLRHES | CAISO System | Sunedison - Hesperia | [12 empty] | N | South | EO | bar: JAN to DEC
VICTOR_1_SOLAR1 | CAISO System | Victor Phelan Solar One | [12 empty] | N | South | EO | bar: JAN to DEC
VICTOR_1_SOLAR2 | CAISO System | Alamo Solar | [12 empty] | N | South | EO | bar: JAN to DEC
VICTOR_1_VDRYFA | CAISO System | Victor Dry Farm Ranch A | [12 empty] | N | South | EO | bar: JAN to DEC
VILLPK_2_VALLYV | LA Basin | MWD Valley View Hydroelectric Recovery P | 4.1 | 4.1 | 4.1 | 4.1 | 4.1 | 4.1 | 4.1 | 4.1 | 4.1 | 4.1 | 4.1 | 4.1 | Y | South | FC
VILLPK_6_MWDYOR | LA Basin | Yorba Linda Hydroelectric Recovery Plant | 0.58 | 0.53 | 0.2 | 0.82 | 0.85 | 0.75 | 0.63 | 2.6 | 2.4 | 1.6 | 1.4 | 1.1 | Y | South | FC
VINCNT_2_QF | CAISO System | VINCENT QFS | 7.44 | 23.44 | 37.37 | 42.29 | 69.56 | 32.92 | 15.98 | 14.42 | 12.84 | 8.96 | 7.68 | 10.98 | N | South | FC
VINCNT_2_WESTWD | CAISO System | Oasis Power Plant | 1.87 | 8.01 | 9.12 | 9.5 | 16.95 | 9.73 | 4.18 | 3.37 | 3.44 | 2.15 | 1.82 | 3.55 | N | South | FC
VISTA_2_RIALTO | LA Basin | Rialto RT Solar | [12 empty] | N | South | EO | bar: JAN to DEC
VISTA_2_RTS028 | LA Basin | SPVP028 | 0.02 | 0.2 | 0.45 | 1.81 | 1.92 | 2.4 | 2.41 | 2.25 | 2.19 | 1.45 | 0.07 | 0.04 | N | South | FC
VISTA_6_QF | LA Basin | VISTA QFS | 0.04 | 0.03 | 0.04 | 0.07 | 0.1 | 0.14 | 0.13 | 0.11 | 0.09 | 0.08 | 0.05 | 0.02 | N | South | FC
VLCNTR_6_VCSLR1 | San Diego-IV | Valley Center 1 | 0.01 | 0.03 | 0.16 | 1.87 | 1.98 | 2.06 | 1.15 | 1.82 | 1.92 | 1.45 | 0 | 0 | N | South | FC
VLCNTR_6_VCSLR2 | San Diego-IV | Valley Center 2 | 0.01 | 0.07 | 0.31 | 3.66 | 4 | 3.99 | 3.84 | 4.02 | 3.72 | 2.91 | 0.01 | 0.01 | N | South | FC
VLYHOM_7_SSJID | Stockton | Woodward Power Plant | 0 | 0 | 0.13 | 0.44 | 0.95 | 0.74 | 1.31 | 1.09 | 0.35 | 0.14 | 0 | 0 | N | North | FC
VOLTA_2_UNIT 1 | CAISO System | VOLTA HYDRO UNIT 1 | 5.15 | 5.35 | 6.82 | 8.01 | 6.61 | 5.95 | 5.38 | 4.23 | 3.21 | 3.48 | 3.59 | 4.58 | Y | North | FC
VOLTA_2_UNIT 2 | CAISO System | Volta Hydro Unit 2 | 0.63 | 0.61 | 0.66 | 0.91 | 0.86 | 0.75 | 0.58 | 0.44 | 0.36 | 0.49 | 0.42 | 0.47 | Y | North | FC
VOLTA_6_DIGHYD | CAISO System | Digger Creek Ranch Hydro | 0.19 | 0.18 | 0.19 | 0.2 | 0.28 | 0.3 | 0.33 | 0.3 | 0.24 | 0.16 | 0.17 | 0.18 | N | North | FC
VOLTA_7_QFUNTS | CAISO System | VOLTA_7_QFUNTS | 0.5 | 0.57 | 0.8 | 0.84 | 0.9 | 0.69 | 0.28 | 0.22 | 0.2 | 0.24 | 0.3 | 0.67 | N | North | FC
WADHAM_6_UNIT | CAISO System | WADHAM ENERGY LTD. PART. | 25.16 | 24.5 | 18.88 | 20.63 | 24.1 | 17.4 | 18.89 | 23.55 | 24.36 | 21.55 | 22.64 | 22.75 | N | North | FC
WALCRK_2_CTG1 | LA Basin | Walnut Creek Energy Park Unit 1 | 96 | 96 | 96 | 96 | 96 | 96 | 96 | 96 | 96 | 96 | 96 | 96 | Y | South | FC
WALCRK_2_CTG2 | LA Basin | Walnut Creek Energy Park Unit 2 | 96 | 96 | 96 | 96 | 96 | 96 | 96 | 96 | 96 | 96 | 96 | 96 | Y | South | FC
WALCRK_2_CTG3 | LA Basin | Walnut Creek Energy Park Unit 3 | 96 | 96 | 96 | 96 | 96 | 96 | 96 | 96 | 96 | 96 | 96 | 96 | Y | South | FC
WALCRK_2_CTG4 | LA Basin | Walnut Creek Energy Park Unit 4 | 96 | 96 | 96 | 96 | 96 | 96 | 96 | 96 | 96 | 96 | 96 | 96 | Y | South | FC
WALCRK_2_CTG5 | LA Basin | Walnut Creek Energy Park Unit 5 | 96.65 | 96.65 | 96.65 | 96.65 | 96.65 | 96.65 | 96.65 | 96.65 | 96.65 | 96.65 | 96.65 | 96.65 | Y | South | FC
WALNUT_2_SOLAR | LA Basin | Industry MetroLink PV 1 | [12 empty] | N | South | EO | bar: JAN to DEC
WALNUT_6_HILLGEN | LA Basin | L.A. COUNTY SANITATION DISTRICT | 44.8 | 44.57 | 44.24 | 41.66 | 41.43 | 47.06 | 46.61 | 47.73 | 46.95 | 42.84 | 36.78 | 41.31 | N | South | FC
WALNUT_7_WCOVCT | LA Basin | WALNUT_7_WCOVCT | 0 | 0 | 0 | 0 | 0 | 0 | 0 | 0 | 0 | 0 | 0 | 0 | N | South | FC
WALNUT_7_WCOVST | LA Basin | WALNUT_7_WCOVST | 5.18 | 5.1 | 5.18 | 4.36 | 5.25 | 4.73 | 5.07 | 5.08 | 5.07 | 4.2 | 4.87 | 5.14 | N | South | FC
WARNE_2_UNIT | Big Creek-Ventura | WARNE HYDRO AGGREGATE | 76 | 74.98 | 67.32 | 55.82 | 76 | 76 | 76 | 76 | 66.19 | 56.57 | 76 | 76 | Y | South | FC
WAUKNA_1_SOLAR | Fresno | Corcoran Solar | 0.06 | 0.33 | 1.45 | 16.18 | 17.21 | 17.25 | 15.67 | 18 | 17.14 | 11.24 | 0.03 | 0.02 | N | North | ID | C3&4: Waiting for TRTP and possibly other
WAUKNA_1_SOLAR2 | CAISO System | Corcoran 2 | 0.16 | 1.31 | 2.99 | 11.94 | 12.66 | 15.81 | 15.88 | 14.78 | 14.43 | 9.54 | 0.49 | 0.26 | N | North | FC
WDFRDF_2_UNITS | NCNB | WEST FORD FLAT AGGREGATE | 25 | 25 | 25 | 25 | 25 | 25 | 25 | 25 | 25 | 25 | 25 | 25 | Y | North | FC
WDLEAF_7_UNIT 1 | Sierra | WOODLEAF HYDRO | 55 | 55 | 55 | 55 | 55 | 55 | 55 | 55 | 55 | 55 | 55 | 55 | Y | North | FC
WEBER_6_FORWRD | Stockton | FORWARD | 3.13 | 2.37 | 2.57 | 1.73 | 2.12 | 3.18 | 3.39 | 3.42 | 3 | 2.58 | 3.07 | 3.31 | N | North | ID | C3&4: Waiting for TRTP and possibly other
WESTPT_2_UNIT | CAISO System | West Point Hydro Plant | 14 | 14 | 14 | 14 | 14 | 14 | 14 | 14 | 14 | 14 | 14 | 14 | Y | North | FC
WFRESN_1_SOLAR | Fresno | Joya Del Sol | [12 empty] | N | North | EO | bar: JAN to DEC
WHEATL_6_LNDFIL | Sierra | G2 ENERGY, OSTROM ROAD LLC | 1.84 | 1.9 | 1.74 | 1.59 | 1.47 | 1.62 | 1.62 | 1.71 | 2.14 | 2.14 | 2.31 | 2.38 | N | North | ID | 15DGD: Waiting for TRTP and possibly other
WHTWTR_1_WINDA1 | LA Basin | Whitewater Hill Wind Project | 1.59 | 6.94 | 17.29 | 7.25 | 24 | 33.91 | 7.57 | 3.97 | 5.2 | 5.42 | 2.03 | 3.31 | N | South | FC
WISE_1_UNIT 1 | Sierra | Wise Hydro Unit 1 | 8.74 | 9.49 | 8 | 8.09 | 11.1 | 10.86 | 11.19 | 10.68 | 9.86 | 7.51 | 3.89 | 3.44 | Y | North | FC
WISE_1_UNIT 2 | Sierra | WISE HYDRO UNIT 2 | 0.4 | 0.48 | 0.38 | 0.16 | 0 | 0 | 0 | 0 | 0 | 0 | 0 | 0 | Y | North | FC
WISHON_6_UNITS | Fresno | Wishon/San Joaquin #1-A AGGREGATE | 18.4 | 18.4 | 18.4 | 18.4 | 18.4 | 18.4 | 18.4 | 18.4 | 18.4 | 18.4 | 18.4 | 18.4 | Y | North | FC
WLDWD_1_SOLAR1 | CAISO System | Wildwood Solar I | 0 | 0.2 | 1.2 | 14.4 | 14.8 | 15.2 | 13.8 | 13.8 | 14 | 11.2 | 0 | 0 | N | North | ID | C3&4: Waiting for TRTP and possibly other
WLLWCR_6_CEDRFL | Humboldt | CEDAR FLAT HYDRO QF AGGREGATION | 0.12 | 0.18 | 0.25 | 0.23 | 0.12 | 0.03 | 0 | 0 | 0 | 0 | 0.03 | 0.12 | N | North | FC
WNDMAS_2_UNIT 1 | Bay Area | BUENA VISTA ENERGY, LLC | 0.59 | 1.73 | 3.06 | 1.99 | 6.11 | 4.2 | 2.93 | 3.42 | 2.27 | 1.25 | 0.38 | 0.9 | N | North | FC
WNDSTR_2_WIND | CAISO System | Windstar | 3.96 | 21.05 | 25.65 | 34.23 | 45.38 | 37.32 | 21.34 | 19.33 | 16.16 | 10.08 | 3.88 | 4.98 | N | South | FC
WOLFSK_1_UNITA1 | CAISO System | Wolfskill Energy Center, Unit #1 | 46.9 | 46.9 | 46.9 | 46.9 | 46 | 46 | 46 | 46 | 46 | 46.9 | 46.9 | 46.9 | Y | North | FC
WRGHTP_7_AMENGY | Fresno | SMALL QF AGGREGATION - LOS BANOS | 0 | 0 | 0.05 | 0 | 0.19 | 0.23 | 0.38 | 0.3 | 0.07 | 0 | 0 | 0 | N | North | FC
WSENGY_1_UNIT 1 | CAISO System | WHEELABRATOR SHASTA UNITS 1-3 AGGREGATE | 45.92 | 48.04 | 46.94 | 32.72 | 42.34 | 48.22 | 49.07 | 48.36 | 46.57 | 47.71 | 49.26 | 43.65 | N | North | FC
YUBACT_1_SUNSWT | Sierra | YUBA CITY COGEN | 10.84 | 10.58 | 12.29 | 11.86 | 9.79 | 26.65 | 30.62 | 23.98 | 24.38 | 11.48 | 8.37 | 9.44 | Y | North | FC
YUBACT_6_UNITA1 | Sierra | Yuba City Energy Center (Calpine) | 46 | 46 | 46 | 46 | 46 | 46 | 46 | 46 | 46 | 46 | 46 | 46 | Y | North | FC
ZOND_6_UNIT | Bay Area | ZOND WINDSYSTEMS INC. | 0 | 0.13 | 0.65 | 0.43 | 0.77 | 0.86 | 0.86 | 1.45 | 0.67 | 0.34 | 0 | 0 | N | North | FC

## Draft 2016 EFC
RESOURCE_ID | JAN | FEB | MAR | APR | MAY | JUN | JUL | AUG | SEP | OCT | NOV | DEC | MINIMUM QUALIFIED CATEOGRY
ADLIN_1_UNITS | 8 | 8 | 8 | 8 | 8 | 8 | 8 | 8 | 8 | 8 | 8 | 8 | 1
AGRICO_6_PL3N5 | 20 | 20 | 20 | 20 | 20 | 20 | 20 | 20 | 20 | 20 | 20 | 20 | 1
AGRICO_7_UNIT | 48.99 | 48.99 | 48.99 | 48.99 | 48.99 | 48.99 | 48.99 | 48.99 | 48.99 | 48.99 | 48.99 | 48.99 | 1
ALAMIT_7_UNIT 1 | 164.56 | 164.56 | 164.56 | 164.56 | 164.56 | 164.56 | 164.56 | 164.56 | 164.56 | 164.56 | 164.56 | 164.56 | 1
ALAMIT_7_UNIT 2 | 165 | 165 | 165 | 165 | 165 | 165 | 165 | 165 | 165 | 165 | 165 | 165 | 1
ALAMIT_7_UNIT 3 | 312.18 | 312.18 | 312.18 | 312.18 | 312.18 | 312.18 | 312.18 | 312.18 | 312.18 | 312.18 | 312.18 | 312.18 | 1
ALAMIT_7_UNIT 4 | 315.67 | 315.67 | 315.67 | 315.67 | 315.67 | 315.67 | 315.67 | 315.67 | 315.67 | 315.67 | 315.67 | 315.67 | 1
ALAMIT_7_UNIT 5 | 427.97 | 427.97 | 427.97 | 427.97 | 427.97 | 427.97 | 427.97 | 427.97 | 427.97 | 427.97 | 427.97 | 427.97 | 1
ALAMIT_7_UNIT 6 | 425 | 425 | 425 | 425 | 425 | 425 | 425 | 425 | 425 | 425 | 425 | 425 | 1
ALAMO_6_UNIT | 11.05 | 6.77 | 8.58 | 15.07 | 15.07 | 15.07 | 15.07 | 15.07 | 12.53 | 11.18 | 12.05 | 8.78 | 1
ALMEGT_1_UNIT 1 | 23.8 | 23.8 | 23.8 | 23.8 | 23.8 | 23.8 | 23.8 | 23.8 | 23.8 | 23.8 | 23.8 | 23.8 | 2
ALMEGT_1_UNIT 2 | 24.4 | 24.4 | 24.4 | 24.4 | 24.4 | 24.4 | 24.4 | 24.4 | 24.4 | 24.4 | 24.4 | 24.4 | 2
ANAHM_2_CANYN1 | 49.4 | 49.4 | 49.4 | 49.4 | 49.4 | 49.4 | 49.4 | 49.4 | 49.4 | 49.4 | 49.4 | 49.4 | 2
ANAHM_2_CANYN2 | 48 | 48 | 48 | 48 | 48 | 48 | 48 | 48 | 48 | 48 | 48 | 48 | 2
ANAHM_2_CANYN3 | 48 | 48 | 48 | 48 | 48 | 48 | 48 | 48 | 48 | 48 | 48 | 48 | 2
ANAHM_2_CANYN4 | 49.4 | 49.4 | 49.4 | 49.4 | 49.4 | 49.4 | 49.4 | 49.4 | 49.4 | 49.4 | 49.4 | 49.4 | 2
ANAHM_7_CT | 2.81 | 2.81 | 2.81 | 2.81 | 2.81 | 0.64 | 0.64 | 0.64 | 0.64 | 0.64 | 2.81 | 2.81 | 2
BALCHS_7_UNIT 1 | 13.23 | 20.26 | 17.77 | 18.55 | 21.73 | 21.47 | 23.84 | 21.36 | 17.79 | 7.88 | 10.18 | 9.26 | 1
BALCHS_7_UNIT 2 | 52.5 | 52.5 | 52.5 | 52.5 | 52.5 | 52.5 | 52.5 | 52.5 | 52.5 | 52.5 | 52.5 | 52.5 | 1
BALCHS_7_UNIT 3 | 52.5 | 52.5 | 52.5 | 52.5 | 52.5 | 52.5 | 52.5 | 52.5 | 52.5 | 52.5 | 52.5 | 52.5 | 1
BANGOR_6_HYDRO | 0.41 | 0.36 | 0.44 | 0.51 | 0.59 | 0.58 | 0.61 | 0.54 | 0.47 | 0.33 | 0.32 | 0.32 | 1
BARRE_6_PEAKER | 47 | 47 | 47 | 47 | 47 | 47 | 47 | 47 | 47 | 47 | 47 | 47 | 2
BDGRCK_1_UNITS | 46.89 | 40.96 | 42.1 | 41.38 | 33.83 | 30.72 | 31.15 | 36.29 | 37.12 | 40.04 | 45.59 | 38.5 | 1
BEARCN_2_UNITS | 9 | 9 | 9 | 9 | 9 | 9 | 9 | 9 | 9 | 9 | 9 | 9 | 1
BEARDS_7_UNIT 1 | 0.63 | 0.42 | 0.43 | 5.47 | 5.93 | 7.05 | 8.35 | 8.36 | 6.46 | 2.16 | 2.04 | 3.91 | 2
BEARMT_1_UNIT | 16.13 | 14.82 | 23.09 | 29.86 | 38.61 | 45.73 | 44.77 | 44.58 | 44.87 | 43.63 | 35.06 | 8.3 | 1
BELDEN_7_UNIT 1 | 115 | 115 | 115 | 115 | 115 | 115 | 115 | 115 | 115 | 115 | 115 | 115 | 1
BIGCRK_2_EXESWD | 773.6 | 773.6 | 773.6 | 773.6 | 800.6 | 800.6 | 800.6 | 800.6 | 773.6 | 773.6 | 773.6 | 773.6 | 1
BLACK_7_UNIT 1 | 85 | 85 | 85 | 85 | 85 | 85 | 85 | 85 | 85 | 85 | 85 | 85 | 1
BLACK_7_UNIT 2 | 84.1 | 84.1 | 84.1 | 84.1 | 84.1 | 84.1 | 84.1 | 84.1 | 84.1 | 84.1 | 84.1 | 84.1 | 1
BLCKBT_2_STONEY | 2.04 | 1.6 | 1.3 | 3.5 | 2.7 | 2.57 | 2.02 | 1.83 | 1.5 | 1.5 | 2.1 | 2.51 | 1
BLULKE_6_BLUELK | 4.06 | 3.99 | 1.41 | 3.34 | 4.31 | 4.75 | 4.35 | 4.04 | 4.3 | 4.38 | 4.19 | 4.8 | 3
BNNIEN_7_ALTAPH | 0.23 | 0.24 | 0.32 | 0.31 | 0.24 | 0.41 | 0.64 | 0.72 | 0.35 | 0.53 | 0.52 | 0.39 | 2
BOGUE_1_UNITA1 | 46.3 | 46.3 | 46.3 | 46.3 | 46.3 | 46 | 45 | 45 | 45 | 46.3 | 46.3 | 46.3 | 1
BORDER_6_UNITA1 | 48 | 48 | 48 | 48 | 48 | 48 | 48 | 48 | 48 | 48 | 48 | 48 | 1
BRDWAY_7_UNIT 3 | 47 | 47 | 47 | 47 | 47 | 47 | 47 | 47 | 47 | 47 | 47 | 47 | 1
BUCKBL_2_PL1X3 | 318 | 318 | 318 | 318 | 318 | 318 | 318 | 318 | 318 | 318 | 318 | 318 | 1
BUCKCK_7_OAKFLT | 0.48 | 0.64 | 0.94 | 1.02 | 1.1 | 1.11 | 0.93 | 0.84 | 0.39 | 0.43 | 0.57 | 0.49 | 1
BUCKCK_7_PL1X2 | 58 | 58 | 58 | 58 | 58 | 58 | 58 | 58 | 58 | 58 | 58 | 58 | 1
BUTTVL_7_UNIT 1 | 40 | 40 | 40 | 40 | 40 | 40 | 40 | 40 | 40 | 40 | 40 | 40 | 1
CALPIN_1_AGNEW | 8 | 8 | 8 | 8 | 8 | 8 | 8 | 8 | 8 | 8 | 8 | 8 | 1
CAMPFW_7_FARWST | 4.86 | 4.31 | 4.35 | 5.73 | 4.31 | 2.87 | 2.97 | 2.9 | 0.57 | 0 | 0 | 2.28 | 1
CAPMAD_1_UNIT 1 | 0 | 0 | 0 | 0 | 0 | 0 | 0 | 0 | 0 | 0 | 0 | 0 | 1
CARBOU_7_PL2X3 | 48 | 48 | 48 | 48 | 48 | 48 | 48 | 48 | 48 | 48 | 48 | 48 | 1
CARBOU_7_PL4X5 | 120 | 120 | 120 | 120 | 120 | 120 | 120 | 120 | 120 | 120 | 120 | 120 | 1
CARBOU_7_UNIT 1 | 24 | 24 | 24 | 24 | 24 | 24 | 24 | 24 | 24 | 24 | 24 | 24 | 1
CENTER_2_RHONDO | 1.91 | 1.91 | 1.91 | 1.91 | 1.91 | 1.91 | 1.91 | 1.91 | 1.91 | 1.91 | 1.91 | 1.91 | 1
CENTER_6_PEAKER | 47 | 47 | 47 | 47 | 47 | 47 | 47 | 47 | 47 | 47 | 47 | 47 | 2
CENTRY_6_PL1X4 | 36 | 36 | 36 | 36 | 36 | 36 | 36 | 36 | 36 | 36 | 36 | 36 | 1
CHICPK_7_UNIT 1 | 38 | 38 | 38 | 38 | 38 | 38 | 38 | 38 | 38 | 38 | 38 | 38 | 1
CHILLS_7_UNITA1 | 1.82 | 2 | 2 | 2 | 1.4 | 1.68 | 1.56 | 1.52 | 1.74 | 1.75 | 1.8 | 1.61 | 1
CHINO_7_MILIKN | 1.29 | 1.2 | 1.49 | 1.48 | 1.36 | 1.24 | 1.25 | 1.19 | 1.21 | 1.27 | 1.41 | 1.32 | 1
CHWCHL_1_UNIT | 48 | 48 | 48 | 48 | 48 | 48 | 48 | 48 | 48 | 48 | 48 | 48 | 1
CLRKRD_6_COALCN | 0 | 0 | 0 | 0 | 0 | 0 | 0 | 0 | 0 | 0 | 0 | 0.69 | 1
CLRKRD_6_LIMESD | 0.75 | 0.76 | 0.81 | 0.79 | 0.74 | 0.68 | 0.66 | 0.6 | 0.6 | 0.64 | 0.57 | 0.55 | 1
CNTRVL_6_UNIT | 0 | 0 | 0 | 0 | 0 | 0 | 0 | 0 | 0 | 0 | 0 | 0 | 1
COCOPP_2_CTG1 | 204.2 | 204.2 | 202.26 | 199.2 | 196.25 | 193.39 | 191.35 | 191.35 | 193.39 | 196.25 | 202.26 | 203.28 | 1
COCOPP_2_CTG2 | 202.7 | 202.7 | 200.09 | 197.07 | 194.14 | 191.32 | 189.3 | 189.3 | 191.32 | 194.14 | 200.09 | 201.1 | 1
COCOPP_2_CTG3 | 204.31 | 204.31 | 202.37 | 199.31 | 196.35 | 193.49 | 191.45 | 191.45 | 193.49 | 196.35 | 202.37 | 203.39 | 1
COCOPP_2_CTG4 | 204.29 | 204.29 | 202.35 | 199.29 | 196.33 | 193.48 | 191.44 | 191.44 | 193.48 | 196.33 | 202.35 | 203.37 | 1
COLEMN_2_UNIT | 6.53 | 6.98 | 9.32 | 10.04 | 9.45 | 7.89 | 6.09 | 3.28 | 3 | 3.51 | 3.83 | 4.9 | 1
COLGAT_7_UNIT 1 | 149.85 | 148.64 | 153.29 | 158.63 | 162.79 | 165.7 | 165.1 | 161.65 | 156.74 | 151.87 | 149.95 | 148.24 | 1
COLGAT_7_UNIT 2 | 149.8 | 148.6 | 153.24 | 158.63 | 162.83 | 165.76 | 165.16 | 161.68 | 156.71 | 151.81 | 149.91 | 148.21 | 1
COLUSA_2_PL1X3 | 558 | 558 | 558 | 558 | 558 | 558 | 558 | 558 | 558 | 558 | 558 | 558 | 1
COLVIL_7_PL1X2 | 246.86 | 246.86 | 246.86 | 246.86 | 246.86 | 246.86 | 246.86 | 246.86 | 246.86 | 246.86 | 246.86 | 246.86 | 1
CONTAN_1_UNIT | 27.7 | 27.7 | 27.7 | 27.7 | 27.7 | 27.7 | 27.7 | 27.7 | 27.7 | 27.7 | 27.7 | 27.7 | 2
CONTRL_1_POOLE | 0.79 | 0.83 | 0.86 | 3.35 | 2.59 | 5.16 | 4.35 | 2.98 | 0.8 | 1.4 | 1 | 1.09 | 1
CONTRL_1_RUSHCK | 4.65 | 5.17 | 5.34 | 6.54 | 9.47 | 11.94 | 4.77 | 3.24 | 3.46 | 4.55 | 4.87 | 4.17 | 1
CORONS_6_CLRWTR | 8 | 8 | 8 | 8 | 8 | 8 | 8 | 8 | 8 | 8 | 8 | 8 | 1
COWCRK_2_UNIT | 0.6 | 0.67 | 0.6 | 0.74 | 0.69 | 0.6 | 0.42 | 0.23 | 0.18 | 0.31 | 0.49 | 0.56 | 1
CRESTA_7_PL1X2 | 70 | 70 | 70 | 70 | 70 | 70 | 70 | 70 | 70 | 70 | 70 | 70 | 1
CRNEVL_6_CRNVA | 0.65 | 0.65 | 0.69 | 0.75 | 0.83 | 0.84 | 0.78 | 0.71 | 0.7 | 0.69 | 0.65 | 0.62 | 1
CRNEVL_6_SJQN 2 | 3.2 | 3.2 | 3.2 | 3.2 | 3.2 | 3.2 | 3.2 | 3.2 | 3.2 | 3.2 | 3.2 | 3.2 | 1
CRNEVL_6_SJQN 3 | 4.2 | 4.2 | 4.2 | 4.2 | 4.2 | 4.2 | 4.2 | 4.2 | 4.2 | 4.2 | 4.2 | 4.2 | 1
CSCCOG_1_UNIT 1 | 6 | 6 | 6 | 6 | 6 | 6 | 6 | 6 | 6 | 6 | 6 | 6 | 1
CSCGNR_1_UNIT 1 | 24 | 24 | 24 | 24 | 24 | 24 | 24 | 24 | 24 | 24 | 24 | 24 | 1
CSCGNR_1_UNIT 2 | 24 | 24 | 24 | 24 | 24 | 24 | 24 | 24 | 24 | 24 | 24 | 24 | 1
CSTRVL_7_PL1X2 | 4.13 | 3.51 | 3.69 | 4.01 | 3.63 | 3.95 | 4.16 | 4.14 | 4.17 | 3.86 | 3.98 | 3.73 | 1
CWATER_7_UNIT 1 | 46 | 46 | 46 | 46 | 46 | 46 | 46 | 46 | 46 | 46 | 46 | 46 | 1
CWATER_7_UNIT 2 | 62.5 | 62.5 | 62.5 | 62.5 | 62.5 | 62.5 | 62.5 | 62.5 | 62.5 | 62.5 | 62.5 | 62.5 | 1
DEERCR_6_UNIT 1 | 1.6 | 1.99 | 1.61 | 2.26 | 2.69 | 3.24 | 3.51 | 3.74 | 3.68 | 2.78 | 1.55 | 0.64 | 1
DELTA_2_PL1X4 | 608.29 | 608.29 | 602 | 592 | 582 | 567 | 560 | 560 | 560 | 582 | 597 | 608.29 | 1
DONNLS_7_UNIT | 65.95 | 66.32 | 67.86 | 65.21 | 70.1 | 72 | 72 | 72 | 72 | 70.02 | 67.92 | 66.81 | 1
DOUBLC_1_UNITS | 52.23 | 52.23 | 52.23 | 52.23 | 52.23 | 52.23 | 52.23 | 52.23 | 52.23 | 52.23 | 52.23 | 52.23 | 1
DREWS_6_PL1X4 | 36 | 36 | 36 | 36 | 36 | 36 | 36 | 36 | 36 | 36 | 36 | 36 | 1
DRUM_7_PL1X2 | 26 | 26 | 26 | 26 | 26 | 26 | 26 | 26 | 26 | 26 | 26 | 26 | 1
DRUM_7_PL3X4 | 27.4 | 27.4 | 27.4 | 27.4 | 27.4 | 27.4 | 27.4 | 27.4 | 27.4 | 27.4 | 27.4 | 27.4 | 1
DRUM_7_UNIT 5 | 49.5 | 49.5 | 49.5 | 49.5 | 49.5 | 49.5 | 49.5 | 49.5 | 49.5 | 49.5 | 49.5 | 49.5 | 1
DSABLA_7_UNIT | 10.61 | 10.43 | 10.28 | 10.05 | 9.71 | 15.46 | 14.36 | 11.67 | 8.48 | 6.55 | 8.15 | 8.14 | 1
DUANE_1_PL1X3 | 137.8 | 137.8 | 137.8 | 137.8 | 137.8 | 137.8 | 137.8 | 137.8 | 137.8 | 137.8 | 137.8 | 137.8 | 1
DUTCH1_7_UNIT 1 | 22 | 22 | 22 | 22 | 22 | 22 | 22 | 22 | 22 | 22 | 22 | 22 | 1
DUTCH2_7_UNIT 1 | 26 | 26 | 26 | 26 | 26 | 26 | 26 | 26 | 26 | 26 | 26 | 26 | 1
DVLCYN_1_UNITS | 189.19 | 127.18 | 234.97 | 234.97 | 234.97 | 234.97 | 234.97 | 234.97 | 234.97 | 197.22 | 230.84 | 193.71 | 1
EASTWD_7_UNIT | 199 | 199 | 199 | 199 | 199 | 199 | 199 | 199 | 199 | 199 | 199 | 199 | 2
ELCAJN_6_LM6K | 48.1 | 48.1 | 48.1 | 48.1 | 48.1 | 48.1 | 48.1 | 48.1 | 48.1 | 48.1 | 48.1 | 48.1 | 2
ELCAJN_6_UNITA1 | 45.42 | 45.42 | 45.42 | 45.42 | 45.42 | 45.42 | 45.42 | 45.42 | 45.42 | 45.42 | 45.42 | 45.42 | 2
ELCAJN_7_GT1 | 16 | 16 | 16 | 16 | 16 | 16 | 16 | 16 | 16 | 16 | 16 | 16 | 2
ELDORO_7_UNIT 1 | 11 | 11 | 11 | 11 | 11 | 11 | 11 | 11 | 11 | 11 | 11 | 11 | 1
ELDORO_7_UNIT 2 | 11 | 11 | 11 | 11 | 11 | 11 | 11 | 11 | 11 | 11 | 11 | 11 | 1
ELECTR_7_PL1X3 | 98 | 98 | 98 | 98 | 98 | 98 | 98 | 98 | 98 | 98 | 98 | 98 | 1
ELKCRK_6_STONYG | 1.8 | 2.4 | 2.7 | 2.2 | 1.6 | 1.7 | 2.2 | 2 | 1.4 | 0.4 | 0.1 | 0.9 | 1
ELKHIL_2_PL1X3 | 259 | 259 | 259 | 259 | 259 | 259 | 259 | 259 | 259 | 259 | 259 | 259 | 1
ELSEGN_2_UN1011 | 263 | 263 | 263 | 263 | 263 | 263 | 263 | 263 | 263 | 263 | 263 | 263 | 2
ELSEGN_2_UN2021 | 263.68 | 263.68 | 263.68 | 263.68 | 263.68 | 263.68 | 263.68 | 263.68 | 263.68 | 263.68 | 263.68 | 263.68 | 2
ELSEGN_7_UNIT 4 | 315 | 315 | 315 | 315 | 315 | 315 | 315 | 315 | 315 | 315 | 315 | 315 | 1
ENCINA_7_EA1 | 86 | 86 | 86 | 86 | 86 | 86 | 86 | 86 | 86 | 86 | 86 | 86 | 1
ENCINA_7_EA2 | 84 | 84 | 84 | 84 | 84 | 84 | 84 | 84 | 84 | 84 | 84 | 84 | 1
ENCINA_7_EA3 | 90 | 90 | 90 | 90 | 90 | 90 | 90 | 90 | 90 | 90 | 90 | 90 | 1
ENCINA_7_EA4 | 280 | 280 | 280 | 280 | 280 | 280 | 280 | 280 | 280 | 280 | 280 | 280 | 1
ENCINA_7_EA5 | 310 | 310 | 310 | 310 | 310 | 310 | 310 | 310 | 310 | 310 | 310 | 310 | 1
ENCINA_7_GT1 | 14.5 | 14.5 | 14.5 | 14.5 | 14.5 | 14.5 | 14.5 | 14.5 | 14.5 | 14.5 | 14.5 | 14.5 | 2
ESCNDO_6_PL1X2 | 48.71 | 48.71 | 48.71 | 48.71 | 48.71 | 48.71 | 48.71 | 48.71 | 48.71 | 48.71 | 48.71 | 48.71 | 2
ESCNDO_6_UNITB1 | 48 | 48 | 48 | 48 | 48 | 48 | 48 | 48 | 48 | 48 | 48 | 48 | 1
ETIWND_6_GRPLND | 46 | 46 | 46 | 46 | 46 | 46 | 46 | 46 | 46 | 46 | 46 | 46 | 2
ETIWND_7_MIDVLY | 1.64 | 1.6 | 1.68 | 1.69 | 1.92 | 1.85 | 1.68 | 1.67 | 1.66 | 1.53 | 1.51 | 1.63 | 1
ETIWND_7_UNIT 3 | 295 | 295 | 295 | 295 | 295 | 295 | 295 | 295 | 295 | 295 | 295 | 295 | 1
ETIWND_7_UNIT 4 | 295 | 295 | 295 | 295 | 295 | 295 | 295 | 295 | 295 | 295 | 295 | 295 | 1
EXCHEC_7_UNIT 1 | 94.2 | 94.2 | 94.2 | 94.2 | 94.2 | 94.2 | 94.2 | 94.2 | 94.2 | 94.2 | 94.2 | 94.2 | 1
FMEADO_7_UNIT | 14.44 | 14.45 | 14.88 | 15.41 | 16.35 | 17.16 | 16.83 | 16.01 | 14.99 | 14.24 | 14.2 | 14.24 | 1
FORBST_7_UNIT 1 | 37.5 | 37.5 | 37.5 | 37.5 | 37.5 | 37.5 | 37.5 | 37.5 | 37.5 | 37.5 | 37.5 | 37.5 | 1
GATWAY_2_PL1X3 | 432.5 | 432.5 | 432.5 | 432.5 | 432.5 | 432.5 | 432.5 | 432.5 | 432.5 | 432.5 | 432.5 | 432.5 | 1
GEYS11_7_UNIT11 | 46 | 46 | 46 | 46 | 46 | 46 | 46 | 46 | 46 | 46 | 46 | 46 | 1
GEYS12_7_UNIT12 | 28 | 28 | 28 | 28 | 28 | 28 | 28 | 28 | 28 | 28 | 28 | 28 | 1
GEYS13_7_UNIT13 | 34 | 34 | 34 | 34 | 34 | 34 | 34 | 34 | 34 | 34 | 34 | 34 | 1
GEYS14_7_UNIT14 | 28 | 28 | 28 | 28 | 28 | 28 | 28 | 28 | 28 | 28 | 28 | 28 | 1
GEYS16_7_UNIT16 | 24 | 24 | 24 | 24 | 24 | 24 | 24 | 24 | 24 | 24 | 24 | 24 | 1
GEYS17_2_BOTRCK | 14.7 | 14.7 | 14.7 | 14.7 | 14.7 | 14.7 | 14.7 | 14.7 | 14.7 | 14.7 | 14.7 | 14.7 | 1
GEYS17_7_UNIT17 | 31 | 31 | 31 | 31 | 31 | 31 | 31 | 31 | 31 | 31 | 31 | 31 | 1
GEYS18_7_UNIT18 | 23 | 23 | 23 | 23 | 23 | 23 | 23 | 23 | 23 | 23 | 23 | 23 | 1
GEYS20_7_UNIT20 | 18 | 18 | 18 | 18 | 18 | 18 | 18 | 18 | 18 | 18 | 18 | 18 | 1
GILROY_1_UNIT | 25 | 25 | 25 | 25 | 20 | 15 | 10 | 10 | 15 | 25 | 25 | 25 | 1
GILRPP_1_PL1X2 | 94.5 | 94.5 | 94.5 | 93 | 92 | 91 | 91 | 91 | 92 | 93 | 94.5 | 94.5 | 1
GILRPP_1_PL3X4 | 46.2 | 46.2 | 46.2 | 46.2 | 46.2 | 46 | 46 | 46 | 46 | 46.2 | 46.2 | 46.2 | 1
GLNARM_7_UNIT 1 | 22.07 | 22.07 | 22.07 | 22.07 | 22.07 | 22.07 | 22.07 | 22.07 | 22.07 | 22.07 | 22.07 | 22.07 | 1
GLNARM_7_UNIT 2 | 22.3 | 22.3 | 22.3 | 22.3 | 22.3 | 22.3 | 22.3 | 22.3 | 22.3 | 22.3 | 22.3 | 22.3 | 1
GLNARM_7_UNIT 3 | 44.83 | 44.83 | 44.83 | 44.83 | 44.83 | 44.83 | 44.83 | 44.83 | 44.83 | 44.83 | 44.83 | 44.83 | 1
GLNARM_7_UNIT 4 | 42.42 | 42.42 | 42.42 | 42.42 | 42.42 | 42.42 | 42.42 | 42.42 | 42.42 | 42.42 | 42.42 | 42.42 | 1
GOLETA_6_ELLWOD | 54 | 54 | 54 | 54 | 54 | 54 | 54 | 54 | 54 | 54 | 54 | 54 | 2
GRIZLY_1_UNIT 1 | 17.7 | 17.7 | 17.7 | 17.7 | 17.7 | 17.7 | 17.7 | 17.7 | 17.7 | 17.7 | 17.7 | 17.7 | 1
GRNLF1_1_UNITS | 11.36 | 11.01 | 10.7 | 10.27 | 9.62 | 9.12 | 9.06 | 9.12 | 9.22 | 9.9 | 10.76 | 11.32 | 1
GWFPWR_1_UNITS | 84.4 | 84.4 | 84.4 | 84.4 | 84.4 | 84.4 | 84.4 | 84.4 | 84.4 | 84.4 | 84.4 | 84.4 | 1
GYS5X6_7_UNITS | 61 | 61 | 61 | 61 | 61 | 61 | 61 | 61 | 61 | 61 | 61 | 61 | 1
GYS7X8_7_UNITS | 52 | 52 | 52 | 52 | 52 | 52 | 52 | 52 | 52 | 52 | 52 | 52 | 1
HAASPH_7_PL1X2 | 136.31 | 136.05 | 136.39 | 136.44 | 136.88 | 139.81 | 138.59 | 136.3 | 138.81 | 142.9 | 140.74 | 136.54 | 1
HALSEY_6_UNIT | 5.69 | 5.86 | 4.38 | 5.14 | 7.5 | 7.23 | 7.52 | 6.44 | 6.33 | 4.97 | 2.29 | 1.92 | 1
HARBGN_7_UNITS | 35 | 35 | 35 | 35 | 35 | 35 | 35 | 35 | 35 | 35 | 35 | 35 | 1
HATCR1_7_UNIT | 3.72 | 3.6 | 3.7 | 2.92 | 2.99 | 3.22 | 3.08 | 2.75 | 2.59 | 2.7 | 3.19 | 3.4 | 1
HATCR2_7_UNIT | 5.04 | 4.93 | 5.05 | 4.21 | 4.36 | 4.44 | 4.28 | 3.95 | 3.82 | 4.25 | 4.84 | 5.09 | 1
HELMPG_7_UNIT 1 | 404 | 404 | 404 | 404 | 404 | 404 | 404 | 404 | 404 | 404 | 404 | 404 | 1
HELMPG_7_UNIT 2 | 404 | 404 | 404 | 404 | 404 | 404 | 404 | 404 | 404 | 404 | 404 | 404 | 1
HELMPG_7_UNIT 3 | 404 | 404 | 404 | 404 | 404 | 404 | 404 | 404 | 404 | 404 | 404 | 404 | 1
HENRTA_6_UNITA1 | 45.33 | 45.33 | 45.33 | 45.33 | 45.33 | 45.33 | 45.33 | 45.33 | 45.33 | 45.33 | 45.33 | 45.33 | 1
HENRTA_6_UNITA2 | 45.23 | 45.23 | 45.23 | 45.23 | 45.23 | 45.23 | 45.23 | 45.23 | 45.23 | 45.23 | 45.23 | 45.23 | 1
HIDSRT_2_UNITS | 546 | 546 | 546 | 546 | 546 | 546 | 546 | 546 | 546 | 546 | 546 | 546 | 1
HINSON_6_LBECH1 | 65 | 65 | 65 | 65 | 65 | 65 | 65 | 65 | 65 | 65 | 65 | 65 | 2
HINSON_6_LBECH2 | 65 | 65 | 65 | 65 | 65 | 65 | 65 | 65 | 65 | 65 | 65 | 65 | 2
HINSON_6_LBECH3 | 65 | 65 | 65 | 65 | 65 | 65 | 65 | 65 | 65 | 65 | 65 | 65 | 2
HINSON_6_LBECH4 | 65 | 65 | 65 | 65 | 65 | 65 | 65 | 65 | 65 | 65 | 65 | 65 | 2
HMLTBR_6_UNITS | 0.73 | 0.95 | 1.01 | 2.1 | 1.06 | 1.08 | 4.9 | 4.9 | 0.54 | 0.67 | 0.73 | 0.7 | 1
HNTGBH_7_UNIT 1 | 205.75 | 205.75 | 205.75 | 205.75 | 205.75 | 205.75 | 205.75 | 205.75 | 205.75 | 205.75 | 205.75 | 205.75 | 1
HNTGBH_7_UNIT 2 | 205.8 | 205.8 | 205.8 | 205.8 | 205.8 | 205.8 | 205.8 | 205.8 | 205.8 | 205.8 | 205.8 | 205.8 | 1
HUMBPP_1_UNITS3 | 65 | 65 | 65 | 65 | 65 | 65 | 65 | 65 | 65 | 65 | 65 | 65 | 2
HUMBPP_6_UNITS | 97.62 | 97.62 | 97.62 | 97.62 | 97.62 | 97.62 | 97.62 | 97.62 | 97.62 | 97.62 | 97.62 | 97.62 | 2
HYTTHM_2_UNITS | 103.2 | 41.36 | 67.89 | 201.23 | 422 | 529.56 | 466.32 | 402.4 | 339.93 | 231.84 | 272.14 | 188.85 | 1
INDIGO_1_UNIT 1 | 42 | 42 | 42 | 42 | 42 | 42 | 42 | 42 | 42 | 42 | 42 | 42 | 1
INDIGO_1_UNIT 2 | 42 | 42 | 42 | 42 | 42 | 42 | 42 | 42 | 42 | 42 | 42 | 42 | 1
INDIGO_1_UNIT 3 | 42 | 42 | 42 | 42 | 42 | 42 | 42 | 42 | 42 | 42 | 42 | 42 | 1
INLDEM_5_UNIT 1 | 195 | 195 | 195 | 190 | 180 | 170 | 165 | 165 | 170 | 180 | 190 | 195 | 3
INLDEM_5_UNIT 2 | 195 | 195 | 195 | 190 | 180 | 170 | 165 | 165 | 170 | 180 | 190 | 195 | 3
INSKIP_2_UNIT | 4.99 | 4.85 | 5.79 | 6.19 | 6.12 | 5.31 | 3.87 | 3.22 | 3.02 | 3.34 | 3.49 | 3.89 | 1
INTKEP_2_UNITS | 307 | 307 | 307 | 307 | 307 | 307 | 307 | 307 | 239 | 300 | 307 | 307 | 1
INTMNT_3_ANAHEIM | 151 | 151 | 151 | 151 | 151 | 151 | 151 | 151 | 151 | 151 | 151 | 151 | 1
INTMNT_3_RIVERSIDE | 113 | 113 | 113 | 113 | 113 | 113 | 113 | 113 | 113 | 113 | 113 | 113 | 1
KEARNY_7_KY2 | 59 | 59 | 59 | 59 | 59 | 59 | 59 | 59 | 59 | 59 | 59 | 59 | 2
KEARNY_7_KY3 | 61 | 61 | 61 | 61 | 61 | 61 | 61 | 61 | 61 | 61 | 61 | 61 | 2
KELSO_2_UNITS | 195.54 | 194.04 | 194.06 | 193.55 | 187.74 | 188.11 | 188.29 | 188.29 | 187.92 | 192.9 | 194.29 | 195.54 | 1
KELYRG_6_UNIT | 10 | 10 | 10 | 10 | 10 | 10 | 10 | 10 | 10 | 10 | 10 | 10 | 1
KERKH1_7_UNIT 1 | 13 | 13 | 13 | 13 | 13 | 13 | 13 | 13 | 13 | 13 | 13 | 13 | 1
KERKH1_7_UNIT 2 | 0 | 0 | 0 | 0 | 0 | 0 | 0 | 0 | 0 | 0 | 0 | 0 | 1
KERKH1_7_UNIT 3 | 12.8 | 12.8 | 12.8 | 12.8 | 12.8 | 12.8 | 12.8 | 12.8 | 12.8 | 12.8 | 12.8 | 12.8 | 1
KERKH2_7_UNIT 1 | 153.9 | 153.9 | 153.9 | 153.9 | 153.9 | 153.9 | 153.9 | 153.9 | 153.9 | 153.9 | 153.9 | 153.9 | 1
KERNFT_1_UNITS | 47 | 47 | 47 | 47 | 47 | 47 | 47 | 47 | 47 | 47 | 47 | 47 | 1
KILARC_2_UNIT 1 | 1.91 | 1.88 | 2.25 | 2.53 | 2.46 | 2.1 | 1.71 | 1.45 | 1.2 | 1.22 | 1.4 | 1.41 | 1
KINGCO_1_KINGBR | 0 | 0 | 0 | 0 | 0 | 0 | 1.08 | 1.71 | 0 | 0 | 0 | 0 | 2
KINGRV_7_UNIT 1 | 51.2 | 51.2 | 51.2 | 51.2 | 51.2 | 51.2 | 51.2 | 51.2 | 51.2 | 51.2 | 51.2 | 51.2 | 1
KNGCTY_6_UNITA1 | 44.6 | 44.6 | 44.6 | 44.6 | 44.6 | 44.6 | 44.6 | 44.6 | 44.6 | 44.6 | 44.6 | 44.6 | 1
KRNCNY_6_UNIT | 2.12 | 2.42 | 2.26 | 1.68 | 4.71 | 6.49 | 5.74 | 3.52 | 1.53 | 1.01 | 1.03 | 1.07 | 1
LAKHDG_6_UNIT 1 | 20 | 20 | 20 | 20 | 20 | 20 | 20 | 20 | 20 | 20 | 20 | 20 | 1
LAKHDG_6_UNIT 2 | 20 | 20 | 20 | 20 | 20 | 20 | 20 | 20 | 20 | 20 | 20 | 20 | 1
LAPLMA_2_UNIT 1 | 119.8 | 119.8 | 119.8 | 119.8 | 119.8 | 119.8 | 119.8 | 119.8 | 119.8 | 119.8 | 119.8 | 119.8 | 1
LAPLMA_2_UNIT 2 | 120.2 | 120.2 | 120.2 | 120.2 | 120.2 | 120.2 | 120.2 | 120.2 | 120.2 | 120.2 | 120.2 | 120.2 | 1
LAPLMA_2_UNIT 3 | 146.38 | 146.38 | 146.38 | 146.38 | 146.38 | 146.38 | 146.38 | 146.38 | 146.38 | 146.38 | 146.38 | 146.38 | 1
LAPLMA_2_UNIT 4 | 123.56 | 123.56 | 123.56 | 123.56 | 123.56 | 123.56 | 123.56 | 123.56 | 123.56 | 123.56 | 123.56 | 123.56 | 1
LARKSP_6_UNIT 1 | 46 | 46 | 46 | 46 | 46 | 46 | 46 | 46 | 46 | 46 | 46 | 46 | 1
LARKSP_6_UNIT 2 | 46 | 46 | 46 | 46 | 46 | 46 | 46 | 46 | 46 | 46 | 46 | 46 | 1
LAROA1_2_UNITA1 | 48 | 48 | 48 | 48 | 48 | 48 | 48 | 48 | 48 | 48 | 48 | 48 | 1
LAROA2_2_UNITA1 | 137 | 137 | 137 | 137 | 137 | 137 | 137 | 137 | 137 | 137 | 137 | 137 | 1
LEBECS_2_UNITS | 610.66 | 610.66 | 600 | 585 | 575 | 575 | 575 | 575 | 575 | 580 | 595 | 610.66 | 1
LECEF_1_UNITS | 239.88 | 239.88 | 239.88 | 239.88 | 239.88 | 239.88 | 239.88 | 239.88 | 239.88 | 239.88 | 239.88 | 239.88 | 1
LGHTHP_6_ICEGEN | 6 | 6 | 0 | 6 | 6 | 6 | 6 | 6 | 6 | 0 | 0 | 0 | 1
LIVOAK_1_UNIT 1 | 46.35 | 45.97 | 43.08 | 45.15 | 41.77 | 42.19 | 41.52 | 41.14 | 40.9 | 29.44 | 44.21 | 41.96 | 1
LMBEPK_2_UNITA1 | 48 | 48 | 48 | 48 | 47 | 47 | 47 | 47 | 47 | 48 | 48 | 48 | 1
LMBEPK_2_UNITA2 | 48 | 48 | 48 | 48 | 47 | 47 | 46 | 46 | 46 | 48 | 48 | 48 | 1
LMBEPK_2_UNITA3 | 48 | 48 | 48 | 48 | 47 | 47 | 47 | 47 | 47 | 48 | 48 | 48 | 1
LMEC_1_PL1X3 | 371.29 | 371.29 | 371.29 | 371.29 | 366 | 366 | 366 | 366 | 366 | 371.29 | 371.29 | 371.29 | 1
LODI25_2_UNIT 1 | 22.7 | 22.7 | 22.7 | 22.7 | 22.7 | 22.7 | 22.7 | 22.7 | 22.7 | 22.7 | 22.7 | 22.7 | 2
LODIEC_2_PL1X2 | 114.27 | 114.27 | 114.27 | 114.27 | 114.27 | 114.27 | 114.27 | 114.27 | 114.27 | 114.27 | 114.27 | 114.27 | 1
MALAGA_1_PL1X2 | 96 | 96 | 96 | 96 | 96 | 96 | 96 | 96 | 96 | 96 | 96 | 96 | 1
MCSWAN_6_UNITS | 2.51 | 4.09 | 4.22 | 4.24 | 6.59 | 6.17 | 6.9 | 5.82 | 4.32 | 3.35 | 0 | 0 | 2
MDFKRL_2_PROJCT | 204.57 | 204.66 | 206.91 | 209.44 | 212.55 | 212.94 | 210.97 | 208.68 | 206.55 | 205.97 | 203.1 | 201.8 | 1
MENBIO_6_RENEW1 | 0.02 | 0.08 | 0.25 | 3.64 | 3.51 | 3.58 | 4.11 | 4.02 | 3.7 | 2.54 | 0.01 | 0.01 | 1
MERCFL_6_UNIT | 0.69 | 2.92 | 1.19 | 1.36 | 2.66 | 2.55 | 2.04 | 2.15 | 1.84 | 1.3 | 0 | 0 | 1
METEC_2_PL1X3 | 413.16 | 413.16 | 413.16 | 413.16 | 405 | 395 | 390 | 390 | 400 | 413.16 | 413.16 | 413.16 | 1
MIRLOM_6_PEAKER | 46 | 46 | 46 | 46 | 46 | 46 | 46 | 46 | 46 | 46 | 46 | 46 | 2
MIRLOM_7_MWDLKM | 4.6 | 4.5 | 3.9 | 3.8 | 3.7 | 3.9 | 4.46 | 4.6 | 4.7 | 4.5 | 4.5 | 4.2 | 1
MNDALY_6_MCGRTH | 47.2 | 47.2 | 47.2 | 47.2 | 47.2 | 47.2 | 47.2 | 47.2 | 47.2 | 47.2 | 47.2 | 47.2 | 2
MNDALY_7_UNIT 1 | 195 | 195 | 195 | 195 | 195 | 195 | 195 | 195 | 195 | 195 | 195 | 195 | 1
MNDALY_7_UNIT 2 | 195.29 | 195.29 | 195.29 | 195.29 | 195.29 | 195.29 | 195.29 | 195.29 | 195.29 | 195.29 | 195.29 | 195.29 | 1
MNDALY_7_UNIT 3 | 130 | 130 | 130 | 130 | 130 | 130 | 130 | 130 | 130 | 130 | 130 | 130 | 2
MOJAVE_1_SIPHON | 7.13 | 7.48 | 6.59 | 12.58 | 12.58 | 12.58 | 12.58 | 12.58 | 12.58 | 12.58 | 10.13 | 7.23 | 1
MONTPH_7_UNITS | 0.77 | 0.08 | 1.74 | 3.31 | 7.42 | 9.73 | 10.51 | 8.85 | 5.94 | 2.46 | 0.85 | 1.14 | 2
MOORPK_7_UNITA1 | 1.85 | 2.09 | 2.07 | 1.94 | 2.02 | 1.67 | 1.97 | 2.12 | 1.59 | 1.43 | 1.78 | 2.11 | 2
MOSSLD_2_PSP1 | 368.98 | 368.98 | 368.98 | 368.98 | 368.98 | 368.98 | 368.98 | 368.98 | 368.98 | 368.98 | 368.98 | 368.98 | 1
MOSSLD_2_PSP2 | 370 | 370 | 370 | 370 | 370 | 370 | 370 | 370 | 370 | 370 | 370 | 370 | 1
MOSSLD_7_UNIT 6 | 702.33 | 702.33 | 702.33 | 702.33 | 702.33 | 702.33 | 702.33 | 702.33 | 702.33 | 702.33 | 702.33 | 702.33 | 1
MOSSLD_7_UNIT 7 | 703.7 | 703.7 | 703.7 | 703.7 | 703.7 | 703.7 | 703.7 | 703.7 | 703.7 | 703.7 | 703.7 | 703.7 | 1
MRCHNT_2_PL1X3 | 239.25 | 239.25 | 239.25 | 239.25 | 239.25 | 239.25 | 239.25 | 239.25 | 239.25 | 239.25 | 239.25 | 239.25 | 1
MRGT_6_MEF2 | 47.9 | 47.9 | 47.9 | 47.9 | 47.9 | 47.9 | 47.9 | 47.9 | 47.9 | 47.9 | 47.9 | 47.9 | 2
MRGT_6_MMAREF | 48 | 48 | 48 | 48 | 48 | 48 | 48 | 48 | 48 | 48 | 48 | 48 | 2
MRGT_7_UNITS | 36 | 36 | 36 | 36 | 36 | 36 | 36 | 36 | 36 | 36 | 36 | 36 | 2
MSQUIT_5_SERDYN | 625 | 625 | 625 | 625 | 625 | 625 | 625 | 625 | 625 | 625 | 625 | 625 | 1
MTNPOS_1_UNIT | 45.55 | 34.23 | 26.65 | 32.71 | 24.97 | 28.45 | 29.28 | 31.12 | 30.58 | 18.74 | 31.18 | 26.96 | 2
NAROW1_2_UNIT | 9.56 | 10.49 | 10.3 | 9.35 | 10.8 | 8.34 | 10.53 | 9.59 | 10.9 | 7.42 | 2.74 | 4.2 | 1
NAROW2_2_UNIT | 18.9 | 16.44 | 28.13 | 38.98 | 38.61 | 39.73 | 39.68 | 28.51 | 0.09 | 2.64 | 8.64 | 29.71 | 2
NCPA_7_GP1UN1 | 11 | 11 | 11 | 12.39 | 11.68 | 11 | 11 | 11 | 11 | 11 | 11 | 11 | 1
NCPA_7_GP1UN2 | 8 | 8 | 8 | 8 | 12.23 | 10.94 | 11.75 | 11.14 | 9.05 | 14 | 14 | 8 | 1
NCPA_7_GP2UN3 | 0 | 0 | 0 | 0 | 0 | 0 | 0 | 0 | 0 | 0 | 0 | 0 | 1
NCPA_7_GP2UN4 | 37.73 | 37.73 | 37.73 | 37.73 | 37.73 | 37.73 | 37.73 | 37.73 | 37.73 | 37.73 | 37.73 | 37.73 | 1
NWCSTL_7_UNIT 1 | 4.84 | 5.71 | 4.33 | 2.84 | 1.1 | 0.94 | 0.37 | 0 | 0.98 | 0.28 | 0 | 0 | 1
OAK C_7_UNIT 1 | 55 | 55 | 55 | 55 | 55 | 55 | 55 | 55 | 55 | 55 | 55 | 55 | 1
OAK C_7_UNIT 2 | 55 | 55 | 55 | 55 | 55 | 55 | 55 | 55 | 55 | 55 | 55 | 55 | 1
OAK C_7_UNIT 3 | 55 | 55 | 55 | 55 | 55 | 55 | 55 | 55 | 55 | 55 | 55 | 55 | 1
OGROVE_6_PL1X2 | 99.9 | 99.9 | 99.9 | 99.9 | 99.9 | 99.9 | 99.9 | 99.9 | 99.9 | 99.9 | 99.9 | 99.9 | 2
OILDAL_1_UNIT 1 | 3.95 | 0.91 | 0 | 0 | 0.12 | 2.89 | 3.29 | 2.67 | 3.14 | 3.43 | 1.1 | 0 | 2
OLINDA_2_COYCRK | 3.13 | 3.13 | 3.13 | 3.13 | 3.13 | 3.13 | 3.13 | 3.13 | 3.13 | 3.13 | 3.13 | 3.13 | 1
OMAR_2_UNIT 1 | 77.1 | 77.1 | 77.1 | 77.1 | 77.1 | 77.1 | 77.1 | 77.1 | 77.1 | 77.1 | 77.1 | 77.1 | 1
OMAR_2_UNIT 2 | 77.25 | 77.25 | 77.25 | 77.25 | 77.25 | 77.25 | 77.25 | 77.25 | 77.25 | 77.25 | 77.25 | 77.25 | 1
OMAR_2_UNIT 3 | 77.25 | 77.25 | 77.25 | 77.25 | 77.25 | 77.25 | 77.25 | 77.25 | 77.25 | 77.25 | 77.25 | 77.25 | 1
OMAR_2_UNIT 4 | 77.25 | 77.25 | 77.25 | 77.25 | 77.25 | 77.25 | 77.25 | 77.25 | 77.25 | 77.25 | 77.25 | 77.25 | 2
ONLLPP_6_UNITS | 0.03 | 0.4 | 0 | 0.52 | 1.95 | 2.92 | 0.65 | 0.37 | 0 | 0.03 | 0 | 0 | 1
ORMOND_7_UNIT 1 | 641.27 | 641.27 | 641.27 | 641.27 | 641.27 | 641.27 | 641.27 | 641.27 | 641.27 | 641.27 | 641.27 | 641.27 | 1
ORMOND_7_UNIT 2 | 725 | 725 | 725 | 725 | 725 | 725 | 725 | 725 | 725 | 725 | 725 | 725 | 1
OROVIL_6_UNIT | 7.5 | 7.5 | 7.5 | 7.5 | 7.5 | 7.5 | 7.5 | 7.5 | 7.5 | 7.5 | 7.5 | 7.5 | 1
OTAY_6_PL1X2 | 35.5 | 35.5 | 35.5 | 35.5 | 35.5 | 35.5 | 35.5 | 35.5 | 35.5 | 35.5 | 35.5 | 35.5 | 1
OTMESA_2_PL1X3 | 448.6 | 448.6 | 448.6 | 448.6 | 448.6 | 448.6 | 448.6 | 448.6 | 448.6 | 448.6 | 448.6 | 448.6 | 1
OXBOW_6_DRUM | 6 | 6 | 6 | 6 | 6 | 6 | 6 | 6 | 6 | 6 | 6 | 6 | 2
PADUA_6_MWDSDM | 2.8 | 3.7 | 3.34 | 4.63 | 6.16 | 6.05 | 2.9 | 3.71 | 3.51 | 9.9 | 9.9 | 8.7 | 1
PADUA_7_SDIMAS | 0 | 0 | 0 | 0 | 1.05 | 1.05 | 1.05 | 1.05 | 1.05 | 0 | 0 | 0 | 1
PALOMR_2_PL1X3 | 365.61 | 365.61 | 365.61 | 365.61 | 365.61 | 365.61 | 365.61 | 365.61 | 365.61 | 365.61 | 365.61 | 365.61 | 1
PANDOL_6_UNIT | 26.95 | 31.36 | 24.78 | 28.68 | 20.5 | 22.96 | 36.38 | 36.64 | 36.12 | 26.85 | 35.87 | 33.93 | 1
PARDEB_6_UNITS | 18.13 | 17.75 | 13.34 | 17.14 | 19.38 | 13.99 | 12.74 | 6.98 | 5.65 | 12.33 | 5.93 | 13.31 | 1
PHOENX_1_UNIT | 1.03 | 0.77 | 1.08 | 1.47 | 1.41 | 1.14 | 1.31 | 1.35 | 1.27 | 1.16 | 1.01 | 0.94 | 1
PINFLT_7_UNITS | 0 | 0 | 23.55 | 42.38 | 74.73 | 122.98 | 128.18 | 66 | 30.3 | 0 | 0 | 0 | 1
PIT1_7_UNIT 1 | 30.5 | 30.5 | 30.5 | 30.5 | 30.5 | 30.5 | 30.5 | 30.5 | 30.5 | 30.5 | 30.5 | 30.5 | 1
PIT1_7_UNIT 2 | 30.5 | 30.5 | 30.5 | 30.5 | 30.5 | 30.5 | 30.5 | 30.5 | 30.5 | 30.5 | 30.5 | 30.5 | 1
PIT3_7_PL1X3 | 70.6 | 70.6 | 70.6 | 70.6 | 70.6 | 70.6 | 70.6 | 70.6 | 70.6 | 70.6 | 70.6 | 70.6 | 1
PIT4_7_PL1X2 | 95 | 95 | 95 | 95 | 95 | 95 | 95 | 95 | 95 | 95 | 95 | 95 | 1
PIT5_7_PL1X2 | 80 | 80 | 80 | 80 | 80 | 80 | 80 | 80 | 80 | 80 | 80 | 80 | 1
PIT5_7_PL3X4 | 80 | 80 | 80 | 80 | 80 | 80 | 80 | 80 | 80 | 80 | 80 | 80 | 1
PIT6_7_UNIT 1 | 39 | 39 | 39 | 39 | 39 | 39 | 39 | 39 | 39 | 39 | 39 | 39 | 1
PIT6_7_UNIT 2 | 40 | 40 | 40 | 40 | 40 | 40 | 40 | 40 | 40 | 40 | 40 | 40 | 1
PIT7_7_UNIT 1 | 55.7 | 55.7 | 55.7 | 55.7 | 55.7 | 55.7 | 55.7 | 55.7 | 55.7 | 55.7 | 55.7 | 55.7 | 1
PIT7_7_UNIT 2 | 54.6 | 54.6 | 54.6 | 54.6 | 54.6 | 54.6 | 54.6 | 54.6 | 54.6 | 54.6 | 54.6 | 54.6 | 1
PITTSP_7_UNIT 5 | 267 | 267 | 267 | 267 | 267 | 267 | 267 | 267 | 267 | 267 | 267 | 267 | 3
PITTSP_7_UNIT 6 | 272 | 272 | 272 | 272 | 272 | 272 | 272 | 272 | 272 | 272 | 272 | 272 | 3
PITTSP_7_UNIT 7 | 445 | 445 | 445 | 445 | 445 | 445 | 445 | 445 | 445 | 445 | 445 | 445 | 3
PLACVL_1_CHILIB | 3.39 | 2.34 | 4.01 | 6.25 | 6.21 | 3.94 | 3.73 | 3.88 | 2.57 | 2.33 | 0.81 | 1.8 | 1
PNCHEG_2_PL1X4 | 380.96 | 380.96 | 380.96 | 380.96 | 380.96 | 380.96 | 380.96 | 380.96 | 380.96 | 380.96 | 380.96 | 380.96 | 1
PNCHPP_1_PL1X2 | 111.16 | 111.16 | 111.16 | 111.16 | 111.16 | 111.16 | 111.16 | 111.16 | 111.16 | 111.16 | 111.16 | 111.16 | 1
PNOCHE_1_PL1X2 | 49.97 | 49.97 | 49.97 | 49.97 | 49.97 | 49.97 | 49.97 | 49.97 | 49.97 | 49.97 | 49.97 | 49.97 | 1
PNOCHE_1_UNITA1 | 48 | 48 | 48 | 48 | 48 | 48 | 48 | 48 | 48 | 48 | 48 | 48 | 1
POEPH_7_UNIT 1 | 60 | 60 | 60 | 60 | 60 | 60 | 60 | 60 | 60 | 60 | 60 | 60 | 1
POEPH_7_UNIT 2 | 60 | 60 | 60 | 60 | 60 | 60 | 60 | 60 | 60 | 60 | 60 | 60 | 1
POTTER_6_UNITS | 9.2 | 9.2 | 9.2 | 9.2 | 9.2 | 9.2 | 9.2 | 9.2 | 9.2 | 9.2 | 9.2 | 9.2 | 1
RCKCRK_7_UNIT 1 | 38.7 | 30.08 | 48.34 | 56.31 | 26.24 | 54.2 | 46.85 | 34.9 | 34.18 | 37.58 | 42.72 | 30.18 | 1
RCKCRK_7_UNIT 2 | 48.45 | 22.81 | 56.9 | 56.9 | 41.16 | 51.47 | 45.16 | 32.81 | 40.27 | 22.76 | 25.9 | 33.02 | 1
REDBLF_6_UNIT | 44 | 44 | 44 | 44 | 44 | 44 | 44 | 44 | 44 | 44 | 44 | 44 | 1
REDOND_7_UNIT 5 | 168.87 | 168.87 | 168.87 | 168.87 | 168.87 | 168.87 | 168.87 | 168.87 | 168.87 | 168.87 | 168.87 | 168.87 | 1
REDOND_7_UNIT 6 | 165 | 165 | 165 | 165 | 165 | 165 | 165 | 165 | 165 | 165 | 165 | 165 | 1
REDOND_7_UNIT 7 | 375.96 | 375.96 | 375.96 | 375.96 | 375.96 | 375.96 | 375.96 | 375.96 | 375.96 | 375.96 | 375.96 | 375.96 | 1
REDOND_7_UNIT 8 | 365.9 | 365.9 | 365.9 | 365.9 | 365.9 | 365.9 | 365.9 | 365.9 | 365.9 | 365.9 | 365.9 | 365.9 | 1
ROLLIN_6_UNIT | 7.45 | 6.97 | 9.37 | 11.16 | 11.55 | 11.65 | 11.43 | 11.09 | 10.94 | 8.29 | 7.94 | 8.12 | 2
RUSCTY_2_UNITS | 437.8 | 432.9 | 432.9 | 425.7 | 420.8 | 414.2 | 410.7 | 410.7 | 414.1 | 419.2 | 430.1 | 437.8 | 1
RVRVEW_1_UNITA1 | 48.7 | 48.7 | 48.7 | 48.7 | 47.7 | 46 | 46 | 46 | 47 | 48.7 | 48.7 | 48.7 | 1
RVSIDE_2_RERCU3 | 48.5 | 48.5 | 48.5 | 48.5 | 48.5 | 48.5 | 48.5 | 48.5 | 48.5 | 48.5 | 48.5 | 48.5 | 2
RVSIDE_2_RERCU4 | 48.5 | 48.5 | 48.5 | 48.5 | 48.5 | 48.5 | 48.5 | 48.5 | 48.5 | 48.5 | 48.5 | 48.5 | 2
RVSIDE_6_RERCU1 | 48.35 | 48.35 | 48.35 | 48.35 | 48.35 | 48.35 | 48.35 | 48.35 | 48.35 | 48.35 | 48.35 | 48.35 | 2
RVSIDE_6_RERCU2 | 48.5 | 48.5 | 48.5 | 48.5 | 48.5 | 48.5 | 48.5 | 48.5 | 48.5 | 48.5 | 48.5 | 48.5 | 2
RVSIDE_6_SPRING | 28 | 28 | 28 | 28 | 28 | 28 | 28 | 28 | 28 | 28 | 28 | 28 | 2
SALTSP_7_UNITS | 33.82 | 33.72 | 34.18 | 34.94 | 36.51 | 37.92 | 37.97 | 37.57 | 37.26 | 36.85 | 36.27 | 35.26 | 1
SANJOA_1_UNIT 1 | 0 | 0 | 0 | 0 | 0 | 0 | 0 | 0 | 0 | 0 | 0 | 0 | 1
SANTFG_7_UNITS | 30 | 30 | 30 | 30 | 30 | 30 | 30 | 30 | 30 | 30 | 30 | 30 | 1
SAUGUS_6_MWDFTH | 7.4 | 6.4 | 6.7 | 7.2 | 6.42 | 7.26 | 7.34 | 7.36 | 7.24 | 6.05 | 5.02 | 5.21 | 1
SAUGUS_7_LOPEZ | 4.12 | 4.67 | 5.67 | 5.69 | 5.55 | 4.67 | 5.09 | 5.34 | 5.47 | 5.24 | 5.48 | 5.29 | 1
SBERDO_2_PSP3 | 364.5 | 364.5 | 364.5 | 364.5 | 364.5 | 364.5 | 364.5 | 364.5 | 364.5 | 364.5 | 364.5 | 364.5 | 1
SBERDO_2_PSP4 | 364.5 | 364.5 | 364.5 | 364.5 | 364.5 | 364.5 | 364.5 | 364.5 | 364.5 | 364.5 | 364.5 | 364.5 | 1
SCHLTE_1_PL1X3 | 238.9 | 236.2 | 232.8 | 234.6 | 210.6 | 210.6 | 210.6 | 210.6 | 210.6 | 232.2 | 234.1 | 238.6 | 1
SCHNDR_1_FIVPTS | 0.32 | 0.65 | 1.67 | 7.75 | 8.66 | 8.3 | 7.59 | 6.37 | 6.52 | 6.32 | 0.04 | 0.01 | 2
SCHNDR_1_WSTSDE | 0.31 | 0.67 | 1.83 | 8.77 | 9.25 | 8.98 | 8.43 | 9.26 | 8.81 | 6.84 | 0.04 | 0.01 | 2
SENTNL_2_CTG1 | 91 | 91 | 91 | 91 | 91 | 91 | 91 | 91 | 91 | 91 | 91 | 91 | 2
SENTNL_2_CTG2 | 91 | 91 | 91 | 91 | 91 | 91 | 91 | 91 | 91 | 91 | 91 | 91 | 2
SENTNL_2_CTG3 | 91 | 91 | 91 | 91 | 91 | 91 | 91 | 91 | 91 | 91 | 91 | 91 | 2
SENTNL_2_CTG4 | 91 | 91 | 91 | 91 | 91 | 91 | 91 | 91 | 91 | 91 | 91 | 91 | 2
SENTNL_2_CTG5 | 91 | 91 | 91 | 91 | 91 | 91 | 91 | 91 | 91 | 91 | 91 | 91 | 2
SENTNL_2_CTG6 | 91 | 91 | 91 | 91 | 91 | 91 | 91 | 91 | 91 | 91 | 91 | 91 | 2
SENTNL_2_CTG7 | 91 | 91 | 91 | 91 | 91 | 91 | 91 | 91 | 91 | 91 | 91 | 91 | 2
SENTNL_2_CTG8 | 91 | 91 | 91 | 91 | 91 | 91 | 91 | 91 | 91 | 91 | 91 | 91 | 2
SIERRA_1_UNITS | 52.43 | 52.43 | 52.43 | 52.43 | 52.43 | 52.43 | 52.43 | 52.43 | 52.43 | 52.43 | 52.43 | 52.43 | 1
SLYCRK_1_UNIT 1 | 6.35 | 6.63 | 9.49 | 12.01 | 13 | 13 | 12.92 | 10.36 | 8.3 | 8 | 7.85 | 6.94 | 1
SMPRIP_1_SMPSON | 45.6 | 45.6 | 45.6 | 45.6 | 45.6 | 45.6 | 45.6 | 45.6 | 45.6 | 45.6 | 45.6 | 45.6 | 1
SMUDGO_7_UNIT 1 | 22 | 22 | 22 | 22 | 22 | 22 | 22 | 22 | 22 | 22 | 22 | 22 | 1
SOUTH_2_UNIT | 5.53 | 5.7 | 6.07 | 5.98 | 6.67 | 5.4 | 4.51 | 3.87 | 3.32 | 3.74 | 3.95 | 4.38 | 1
SPAULD_6_UNIT 3 | 3.66 | 3.11 | 3.91 | 5.54 | 5.5 | 5.04 | 4.68 | 5.74 | 5.56 | 4.61 | 2.3 | 2.46 | 1
SPAULD_6_UNIT12 | 5.93 | 6.14 | 9.43 | 11.12 | 11.4 | 11.4 | 11.4 | 9.91 | 7.73 | 9.06 | 9.54 | 7.93 | 1
SPICER_1_UNITS | 6 | 6 | 6 | 6 | 6 | 6 | 6 | 6 | 6 | 6 | 6 | 6 | 1
SPRGAP_1_UNIT 1 | 4.2 | 3.64 | 3.82 | 5.8 | 6.38 | 3.52 | 1.67 | 0 | 3.37 | 3.46 | 3.53 | 3.52 | 1
SPRGVL_2_TULE | 2.55 | 2.26 | 3.51 | 4.68 | 4.32 | 2.09 | 1.25 | 0 | 0 | 0 | 0 | 0 | 1
STANIS_7_UNIT 1 | 91 | 91 | 91 | 91 | 91 | 91 | 91 | 91 | 91 | 91 | 91 | 91 | 1
STIGCT_2_LODI | 14.5 | 14.5 | 14.5 | 14.5 | 14.5 | 14.5 | 14.5 | 14.5 | 14.5 | 14.5 | 14.5 | 14.5 | 1
STROUD_6_SOLAR | 0.42 | 0.88 | 2.44 | 11.27 | 12.2 | 11.93 | 11.34 | 13.14 | 12.76 | 6.53 | 0.04 | 0.02 | 2
SUNRIS_2_PL1X3 | 461.02 | 461.02 | 461.02 | 461.02 | 461.02 | 461.02 | 461.02 | 461.02 | 461.02 | 461.02 | 461.02 | 461.02 | 1
SUNSET_2_UNITS | 150.93 | 150.91 | 146.11 | 143.46 | 141.61 | 224 | 218 | 218 | 221 | 233 | 236 | 248 | 1
SUTTER_2_PL1X3 | 345 | 345 | 345 | 345 | 345 | 335 | 325 | 320 | 335 | 340 | 345 | 345 | 1
SYCAMR_2_UNIT 2 | 85 | 85 | 85 | 85 | 85 | 85 | 85 | 85 | 85 | 85 | 85 | 85 | 1
SYCAMR_2_UNIT 4 | 85 | 85 | 85 | 85 | 85 | 85 | 85 | 85 | 85 | 85 | 85 | 85 | 1
TERMEX_2_PL1X3 | 455 | 455 | 455 | 455 | 451 | 443 | 441 | 443 | 446 | 455 | 455 | 455 | 1
TIGRCK_7_UNITS | 1.48 | 7.09 | 6.85 | 14.45 | 16.73 | 35.95 | 41.84 | 37.78 | 40.05 | 41.29 | 45.52 | 39.18 | 1
TOADTW_6_UNIT | 0.78 | 0.82 | 0.97 | 1.22 | 0.96 | 0.77 | 0.7 | 0.65 | 0.38 | 0.03 | 0 | 0.17 | 1
UKIAH_7_LAKEMN | 2.17 | 1.7 | 1.7 | 1.7 | 1.7 | 1.7 | 1.7 | 1.7 | 1.7 | 1.7 | 1.7 | 1.7 | 2
VACADX_1_SOLAR | 0.01 | 0.03 | 0.1 | 1.28 | 1.34 | 1.25 | 1.59 | 1.52 | 1.43 | 1.07 | 0.01 | 0 | 2
VACADX_1_UNITA1 | 48 | 48 | 48 | 48 | 48 | 48 | 48 | 48 | 48 | 48 | 48 | 48 | 1
VALLEY_5_PERRIS | 7.94 | 7.94 | 7.94 | 7.94 | 7.94 | 7.94 | 7.94 | 7.94 | 7.94 | 7.94 | 7.94 | 7.94 | 1
VERNON_6_GONZL1 | 5.75 | 5.75 | 5.75 | 5.75 | 5.75 | 5.75 | 5.75 | 5.75 | 5.75 | 5.75 | 5.75 | 5.75 | 2
VERNON_6_GONZL2 | 5.75 | 5.75 | 5.75 | 5.75 | 5.75 | 5.75 | 5.75 | 5.75 | 5.75 | 5.75 | 5.75 | 5.75 | 2
VERNON_6_MALBRG | 78 | 78 | 78 | 78 | 78 | 78 | 78 | 78 | 78 | 78 | 78 | 78 | 1
VESTAL_2_WELLHD | 49 | 49 | 49 | 49 | 49 | 49 | 49 | 49 | 49 | 49 | 49 | 49 | 2
VILLPK_2_VALLYV | 4.1 | 4.1 | 4.1 | 4.1 | 4.1 | 4.1 | 4.1 | 4.1 | 4.1 | 4.1 | 4.1 | 4.1 | 1
VILLPK_6_MWDYOR | 0.58 | 0.53 | 0.2 | 0.82 | 0.85 | 0.75 | 0.63 | 2.6 | 2.4 | 1.6 | 1.4 | 1.1 | 1
VOLTA_2_UNIT 1 | 5.15 | 5.35 | 6.82 | 8.01 | 6.61 | 5.95 | 5.38 | 4.23 | 3.21 | 3.48 | 3.59 | 4.58 | 1
VOLTA_2_UNIT 2 | 0.63 | 0.61 | 0.66 | 0.91 | 0.86 | 0.75 | 0.58 | 0.44 | 0.36 | 0.49 | 0.42 | 0.47 | 1
WALCRK_2_CTG1 | 96 | 96 | 96 | 96 | 96 | 96 | 96 | 96 | 96 | 96 | 96 | 96 | 2
WALCRK_2_CTG2 | 96 | 96 | 96 | 96 | 96 | 96 | 96 | 96 | 96 | 96 | 96 | 96 | 2
WALCRK_2_CTG3 | 96 | 96 | 96 | 96 | 96 | 96 | 96 | 96 | 96 | 96 | 96 | 96 | 2
WALCRK_2_CTG4 | 96 | 96 | 96 | 96 | 96 | 96 | 96 | 96 | 96 | 96 | 96 | 96 | 2
WALCRK_2_CTG5 | 96.65 | 96.65 | 96.65 | 96.65 | 96.65 | 96.65 | 96.65 | 96.65 | 96.65 | 96.65 | 96.65 | 96.65 | 2
WARNE_2_UNIT | 76 | 74.98 | 67.32 | 55.82 | 76 | 76 | 76 | 76 | 66.19 | 56.57 | 76 | 76 | 1
WDFRDF_2_UNITS | 20 | 20 | 20 | 20 | 20 | 20 | 20 | 20 | 20 | 20 | 20 | 20 | 1
WDLEAF_7_UNIT 1 | 55 | 55 | 55 | 55 | 55 | 55 | 55 | 55 | 55 | 55 | 55 | 55 | 1
WESTPT_2_UNIT | 14 | 14 | 14 | 14 | 14 | 14 | 14 | 14 | 14 | 14 | 14 | 14 | 1
WISE_1_UNIT 1 | 8.74 | 9.49 | 8 | 8.09 | 11.1 | 10.86 | 11.19 | 10.68 | 9.86 | 7.51 | 3.89 | 3.44 | 1
WISE_1_UNIT 2 | 0.4 | 0.48 | 0.38 | 0.16 | 0 | 0 | 0 | 0 | 0 | 0 | 0 | 0 | 1
WISHON_6_UNITS | 18.4 | 18.4 | 18.4 | 18.4 | 18.4 | 18.4 | 18.4 | 18.4 | 18.4 | 18.4 | 18.4 | 18.4 | 2
WOLFSK_1_UNITA1 | 46.9 | 46.9 | 46.9 | 46.9 | 46 | 46 | 46 | 46 | 46 | 46.9 | 46.9 | 46.9 | 1
YUBACT_1_SUNSWT | 0 | 0 | 0 | 0 | 0 | 0 | 0 | 0 | 0 | 0 | 0 | 0 | 2
YUBACT_6_UNITA1 | 46 | 46 | 46 | 46 | 46 | 46 | 46 | 46 | 46 | 46 | 46 | 46 | 1